## Sheet1
section_context_for_this_product_block | full_product_description | core_product_name | acronymed_core_product_name | size | feature_or_specifications | quantity | unit
['LED based Illumination System (Indoor & Outdoor) complete with LED Lighting fixtures, Lighting Panels, Lighting Poles, Switch boxes, single phase Receptacles, three phase welding Receptacles, Conduits, Portable emergency Lantern with sealed maintenance free lead acid battery, Cables, Wires, Poles, Earthing wires, etc. (Lighting fixture : Unit rate of installation of Lighting fixtures shall be applicable for the quantity supplied, complete with all the components required for installation e.g. support clamp, lamps, ballast, starter, igniter, terminal blocks, brackets, cable glands and lugs, threaded rods, anchor, clamps & connectors, Strut channels, Spring washers, Nuts, GSS H U Bolts, conduit Hanging clamps, Straight clamps, Z-Purling clamp, S-Hooks etc of required sizes.) All high bay fixtures will have vibration damper.', 'A', 'Lighting Fixtures'] | 1 ¦ Luminaire Type FC06 (LED) ¦ Industrial type LED fixture suitable for conduit/ surface/ suspended mounting with integral driver aesthetically designed for Switchgear/ Equipment room/ stair case/ corridors. | led fixture |  |  | type: industrial, mounting: conduit or surface or suspended, driver: integral, design: aesthetically designed for switchgear or equipment room or stair case or corridors | 2300 | Nos
['LED based Illumination System (Indoor & Outdoor) complete with LED Lighting fixtures, Lighting Panels, Lighting Poles, Switch boxes, single phase Receptacles, three phase welding Receptacles, Conduits, Portable emergency Lantern with sealed maintenance free lead acid battery, Cables, Wires, Poles, Earthing wires, etc. (Lighting fixture : Unit rate of installation of Lighting fixtures shall be applicable for the quantity supplied, complete with all the components required for installation e.g. support clamp, lamps, ballast, starter, igniter, terminal blocks, brackets, cable glands and lugs, threaded rods, anchor, clamps & connectors, Strut channels, Spring washers, Nuts, GSS H U Bolts, conduit Hanging clamps, Straight clamps, Z-Purling clamp, S-Hooks etc of required sizes.) All high bay fixtures will have vibration damper.', 'A', 'Lighting Fixtures'] | 2 ¦ Luminaire Type FC26 (LED) ¦ Panel (approx. 1200mm x300mm) decorative LED fixture suitable for recess mounting in false ceiling with integral driver aesthetically designed for Control Room/ Office. | led fixture |  | panel size: approx. 1200mm x 300mm | type: decorative, mounting: recess in false ceiling, driver: integral, design: aesthetically designed for control room or office | 300 | Nos
['LED based Illumination System (Indoor & Outdoor) complete with LED Lighting fixtures, Lighting Panels, Lighting Poles, Switch boxes, single phase Receptacles, three phase welding Receptacles, Conduits, Portable emergency Lantern with sealed maintenance free lead acid battery, Cables, Wires, Poles, Earthing wires, etc. (Lighting fixture : Unit rate of installation of Lighting fixtures shall be applicable for the quantity supplied, complete with all the components required for installation e.g. support clamp, lamps, ballast, starter, igniter, terminal blocks, brackets, cable glands and lugs, threaded rods, anchor, clamps & connectors, Strut channels, Spring washers, Nuts, GSS H U Bolts, conduit Hanging clamps, Straight clamps, Z-Purling clamp, S-Hooks etc of required sizes.) All high bay fixtures will have vibration damper.', 'A', 'Lighting Fixtures'] | 3 ¦ Luminaire Type FC30 (LED) ¦ Panel 600mm x600mm decorative LED fixture suitable for recess mounting in false ceiling with integral driver aesthetically designed for Control Room/ Office. | led fixture |  | panel size: 600mm x 600mm | type: decorative, mounting: recess in false ceiling, driver: integral, design: aesthetically designed for control room or office | 550 | Nos
['LED based Illumination System (Indoor & Outdoor) complete with LED Lighting fixtures, Lighting Panels, Lighting Poles, Switch boxes, single phase Receptacles, three phase welding Receptacles, Conduits, Portable emergency Lantern with sealed maintenance free lead acid battery, Cables, Wires, Poles, Earthing wires, etc. (Lighting fixture : Unit rate of installation of Lighting fixtures shall be applicable for the quantity supplied, complete with all the components required for installation e.g. support clamp, lamps, ballast, starter, igniter, terminal blocks, brackets, cable glands and lugs, threaded rods, anchor, clamps & connectors, Strut channels, Spring washers, Nuts, GSS H U Bolts, conduit Hanging clamps, Straight clamps, Z-Purling clamp, S-Hooks etc of required sizes.) All high bay fixtures will have vibration damper.', 'A', 'Lighting Fixtures'] | 4 ¦ Luminaire Type FC32 (LED) ¦ Decorative, surface mounted LED fixture having integral driver | led fixture |  |  | type: decorative, mounting: surface, driver: integral | 80 | Nos
['LED based Illumination System (Indoor & Outdoor) complete with LED Lighting fixtures, Lighting Panels, Lighting Poles, Switch boxes, single phase Receptacles, three phase welding Receptacles, Conduits, Portable emergency Lantern with sealed maintenance free lead acid battery, Cables, Wires, Poles, Earthing wires, etc. (Lighting fixture : Unit rate of installation of Lighting fixtures shall be applicable for the quantity supplied, complete with all the components required for installation e.g. support clamp, lamps, ballast, starter, igniter, terminal blocks, brackets, cable glands and lugs, threaded rods, anchor, clamps & connectors, Strut channels, Spring washers, Nuts, GSS H U Bolts, conduit Hanging clamps, Straight clamps, Z-Purling clamp, S-Hooks etc of required sizes.) All high bay fixtures will have vibration damper.', 'A', 'Lighting Fixtures'] | 5 ¦ Luminaire Type FC81 (LED) ¦ Corrosion proof, totally enclosed type LED fixture with integral driver. | led fixture |  |  | feature: corrosion proof, enclosure: totally enclosed, driver: integral | 360 | Nos
['LED based Illumination System (Indoor & Outdoor) complete with LED Lighting fixtures, Lighting Panels, Lighting Poles, Switch boxes, single phase Receptacles, three phase welding Receptacles, Conduits, Portable emergency Lantern with sealed maintenance free lead acid battery, Cables, Wires, Poles, Earthing wires, etc. (Lighting fixture : Unit rate of installation of Lighting fixtures shall be applicable for the quantity supplied, complete with all the components required for installation e.g. support clamp, lamps, ballast, starter, igniter, terminal blocks, brackets, cable glands and lugs, threaded rods, anchor, clamps & connectors, Strut channels, Spring washers, Nuts, GSS H U Bolts, conduit Hanging clamps, Straight clamps, Z-Purling clamp, S-Hooks etc of required sizes.) All high bay fixtures will have vibration damper.', 'A', 'Lighting Fixtures'] | 6 ¦ Luminaire Type SF63 (LED) ¦ Flood light, Heavy duty type LED fixture with integral driver. | led fixture |  |  | type: flood light, duty: heavy, driver: integral | 120 | Nos
['LED based Illumination System (Indoor & Outdoor) complete with LED Lighting fixtures, Lighting Panels, Lighting Poles, Switch boxes, single phase Receptacles, three phase welding Receptacles, Conduits, Portable emergency Lantern with sealed maintenance free lead acid battery, Cables, Wires, Poles, Earthing wires, etc. (Lighting fixture : Unit rate of installation of Lighting fixtures shall be applicable for the quantity supplied, complete with all the components required for installation e.g. support clamp, lamps, ballast, starter, igniter, terminal blocks, brackets, cable glands and lugs, threaded rods, anchor, clamps & connectors, Strut channels, Spring washers, Nuts, GSS H U Bolts, conduit Hanging clamps, Straight clamps, Z-Purling clamp, S-Hooks etc of required sizes.) All high bay fixtures will have vibration damper.', 'A', 'Lighting Fixtures'] | 7 ¦ Luminaire Type SF64 (LED) ¦ Flood light, Heavy duty type LED fixture with integral driver. | led fixture |  |  | type: flood light, duty: heavy, driver: integral | 140 | Nos
['LED based Illumination System (Indoor & Outdoor) complete with LED Lighting fixtures, Lighting Panels, Lighting Poles, Switch boxes, single phase Receptacles, three phase welding Receptacles, Conduits, Portable emergency Lantern with sealed maintenance free lead acid battery, Cables, Wires, Poles, Earthing wires, etc. (Lighting fixture : Unit rate of installation of Lighting fixtures shall be applicable for the quantity supplied, complete with all the components required for installation e.g. support clamp, lamps, ballast, starter, igniter, terminal blocks, brackets, cable glands and lugs, threaded rods, anchor, clamps & connectors, Strut channels, Spring washers, Nuts, GSS H U Bolts, conduit Hanging clamps, Straight clamps, Z-Purling clamp, S-Hooks etc of required sizes.) All high bay fixtures will have vibration damper.', 'A', 'Lighting Fixtures'] | 8 ¦ Luminaire Type SF66 (LED) ¦ Flood light, Heavy duty type LED fixture with integral driver. | led fixture |  |  | type: flood light, duty: heavy, driver: integral | 80 | Nos
['LED based Illumination System (Indoor & Outdoor) complete with LED Lighting fixtures, Lighting Panels, Lighting Poles, Switch boxes, single phase Receptacles, three phase welding Receptacles, Conduits, Portable emergency Lantern with sealed maintenance free lead acid battery, Cables, Wires, Poles, Earthing wires, etc. (Lighting fixture : Unit rate of installation of Lighting fixtures shall be applicable for the quantity supplied, complete with all the components required for installation e.g. support clamp, lamps, ballast, starter, igniter, terminal blocks, brackets, cable glands and lugs, threaded rods, anchor, clamps & connectors, Strut channels, Spring washers, Nuts, GSS H U Bolts, conduit Hanging clamps, Straight clamps, Z-Purling clamp, S-Hooks etc of required sizes.) All high bay fixtures will have vibration damper.', 'A', 'Lighting Fixtures'] | 9 ¦ Luminaire Type SB11 (LED) ¦ Medium Bay, Industrial type LED fixture with integral driver. | led fixture |  |  | type: medium bay, type: industrial, driver: integral | 200 | Nos
['LED based Illumination System (Indoor & Outdoor) complete with LED Lighting fixtures, Lighting Panels, Lighting Poles, Switch boxes, single phase Receptacles, three phase welding Receptacles, Conduits, Portable emergency Lantern with sealed maintenance free lead acid battery, Cables, Wires, Poles, Earthing wires, etc. (Lighting fixture : Unit rate of installation of Lighting fixtures shall be applicable for the quantity supplied, complete with all the components required for installation e.g. support clamp, lamps, ballast, starter, igniter, terminal blocks, brackets, cable glands and lugs, threaded rods, anchor, clamps & connectors, Strut channels, Spring washers, Nuts, GSS H U Bolts, conduit Hanging clamps, Straight clamps, Z-Purling clamp, S-Hooks etc of required sizes.) All high bay fixtures will have vibration damper.', 'A', 'Lighting Fixtures'] | 10 ¦ Luminaire Type SB02 (LED) ¦ High Bay, Industrial type LED fixture with integral driver. | led fixture |  |  | type: high bay, type: industrial, driver: integral | 650 | Nos
['LED based Illumination System (Indoor & Outdoor) complete with LED Lighting fixtures, Lighting Panels, Lighting Poles, Switch boxes, single phase Receptacles, three phase welding Receptacles, Conduits, Portable emergency Lantern with sealed maintenance free lead acid battery, Cables, Wires, Poles, Earthing wires, etc. (Lighting fixture : Unit rate of installation of Lighting fixtures shall be applicable for the quantity supplied, complete with all the components required for installation e.g. support clamp, lamps, ballast, starter, igniter, terminal blocks, brackets, cable glands and lugs, threaded rods, anchor, clamps & connectors, Strut channels, Spring washers, Nuts, GSS H U Bolts, conduit Hanging clamps, Straight clamps, Z-Purling clamp, S-Hooks etc of required sizes.) All high bay fixtures will have vibration damper.', 'A', 'Lighting Fixtures'] | 11 ¦ Luminaire Type SB03 (LED) ¦ High Bay, Industrial type LED fixture with integral driver suitable for mounting height> 1Om. | led fixture |  | mounting height: > 10m | type: high bay, type: industrial, driver: integral | 210 | Nos
['LED based Illumination System (Indoor & Outdoor) complete with LED Lighting fixtures, Lighting Panels, Lighting Poles, Switch boxes, single phase Receptacles, three phase welding Receptacles, Conduits, Portable emergency Lantern with sealed maintenance free lead acid battery, Cables, Wires, Poles, Earthing wires, etc. (Lighting fixture : Unit rate of installation of Lighting fixtures shall be applicable for the quantity supplied, complete with all the components required for installation e.g. support clamp, lamps, ballast, starter, igniter, terminal blocks, brackets, cable glands and lugs, threaded rods, anchor, clamps & connectors, Strut channels, Spring washers, Nuts, GSS H U Bolts, conduit Hanging clamps, Straight clamps, Z-Purling clamp, S-Hooks etc of required sizes.) All high bay fixtures will have vibration damper.', 'A', 'Lighting Fixtures'] | 12 ¦ Luminaire Type SS61 (LED) ¦ Street light, LED fixture with integral driver. | led fixture |  |  | type: street light, driver: integral | 40 | Nos
['LED based Illumination System (Indoor & Outdoor) complete with LED Lighting fixtures, Lighting Panels, Lighting Poles, Switch boxes, single phase Receptacles, three phase welding Receptacles, Conduits, Portable emergency Lantern with sealed maintenance free lead acid battery, Cables, Wires, Poles, Earthing wires, etc. (Lighting fixture : Unit rate of installation of Lighting fixtures shall be applicable for the quantity supplied, complete with all the components required for installation e.g. support clamp, lamps, ballast, starter, igniter, terminal blocks, brackets, cable glands and lugs, threaded rods, anchor, clamps & connectors, Strut channels, Spring washers, Nuts, GSS H U Bolts, conduit Hanging clamps, Straight clamps, Z-Purling clamp, S-Hooks etc of required sizes.) All high bay fixtures will have vibration damper.', 'A', 'Lighting Fixtures'] | 13 ¦ Luminaire Type SS62 (LED) ¦ Street light, LED fixture with integral driver. | led fixture |  |  | type: street light, driver: integral | 600 | Nos
['LED based Illumination System (Indoor & Outdoor) complete with LED Lighting fixtures, Lighting Panels, Lighting Poles, Switch boxes, single phase Receptacles, three phase welding Receptacles, Conduits, Portable emergency Lantern with sealed maintenance free lead acid battery, Cables, Wires, Poles, Earthing wires, etc. (Lighting fixture : Unit rate of installation of Lighting fixtures shall be applicable for the quantity supplied, complete with all the components required for installation e.g. support clamp, lamps, ballast, starter, igniter, terminal blocks, brackets, cable glands and lugs, threaded rods, anchor, clamps & connectors, Strut channels, Spring washers, Nuts, GSS H U Bolts, conduit Hanging clamps, Straight clamps, Z-Purling clamp, S-Hooks etc of required sizes.) All high bay fixtures will have vibration damper.', 'A', 'Lighting Fixtures'] | 14 ¦ Luminaire Type SS63 (LED) ¦ Street light, LED fixture with integral driver. | led fixture |  |  | type: street light, driver: integral | 720 | Nos
['LED based Illumination System (Indoor & Outdoor) complete with LED Lighting fixtures, Lighting Panels, Lighting Poles, Switch boxes, single phase Receptacles, three phase welding Receptacles, Conduits, Portable emergency Lantern with sealed maintenance free lead acid battery, Cables, Wires, Poles, Earthing wires, etc. (Lighting fixture : Unit rate of installation of Lighting fixtures shall be applicable for the quantity supplied, complete with all the components required for installation e.g. support clamp, lamps, ballast, starter, igniter, terminal blocks, brackets, cable glands and lugs, threaded rods, anchor, clamps & connectors, Strut channels, Spring washers, Nuts, GSS H U Bolts, conduit Hanging clamps, Straight clamps, Z-Purling clamp, S-Hooks etc of required sizes.) All high bay fixtures will have vibration damper.', 'A', 'Lighting Fixtures'] | 15 ¦ Luminaire Type SW41 (LED) ¦ Well glass type, vapour proof LED fixture suitable for Boiler/ ESP platforms | led fixture |  |  | type: well glass, feature: vapour proof, application: suitable for boiler or ESP (electrostatic precipitator) platforms | 8200 | Nos
['LED based Illumination System (Indoor & Outdoor) complete with LED Lighting fixtures, Lighting Panels, Lighting Poles, Switch boxes, single phase Receptacles, three phase welding Receptacles, Conduits, Portable emergency Lantern with sealed maintenance free lead acid battery, Cables, Wires, Poles, Earthing wires, etc. (Lighting fixture : Unit rate of installation of Lighting fixtures shall be applicable for the quantity supplied, complete with all the components required for installation e.g. support clamp, lamps, ballast, starter, igniter, terminal blocks, brackets, cable glands and lugs, threaded rods, anchor, clamps & connectors, Strut channels, Spring washers, Nuts, GSS H U Bolts, conduit Hanging clamps, Straight clamps, Z-Purling clamp, S-Hooks etc of required sizes.) All high bay fixtures will have vibration damper.', 'A', 'Lighting Fixtures'] | 16 ¦ Luminaire Type SW42 (LED) ¦ Well glass type, vapour proof LED fixture suitable for Boiler/ ESP platforms | led fixture |  |  | type: well glass, feature: vapour proof, application: suitable for boiler or ESP (electrostatic precipitator) platforms | 2500 | Nos
['LED based Illumination System (Indoor & Outdoor) complete with LED Lighting fixtures, Lighting Panels, Lighting Poles, Switch boxes, single phase Receptacles, three phase welding Receptacles, Conduits, Portable emergency Lantern with sealed maintenance free lead acid battery, Cables, Wires, Poles, Earthing wires, etc. (Lighting fixture : Unit rate of installation of Lighting fixtures shall be applicable for the quantity supplied, complete with all the components required for installation e.g. support clamp, lamps, ballast, starter, igniter, terminal blocks, brackets, cable glands and lugs, threaded rods, anchor, clamps & connectors, Strut channels, Spring washers, Nuts, GSS H U Bolts, conduit Hanging clamps, Straight clamps, Z-Purling clamp, S-Hooks etc of required sizes.) All high bay fixtures will have vibration damper.', 'A', 'Lighting Fixtures'] | 17 ¦ Luminaire Type MW96 ¦ 1x125 W Mercury, well glass, flame proof increased safety luminaire with vitreous enamelled reflector and cast aluminium alloy LM6 housing for Div. 2 areas along with suitable HPMV lamp. | mercury well glass luminaire |  | lamp wattage: 1x125 W | feature: flame proof, safety: increased, reflector: vitreous enamelled, housing: cast aluminium alloy LM6, application: Div. 2 areas, lamp: HPMV (high pressure mercury vapour) | 400 | Nos
['LED based Illumination System (Indoor & Outdoor) complete with LED Lighting fixtures, Lighting Panels, Lighting Poles, Switch boxes, single phase Receptacles, three phase welding Receptacles, Conduits, Portable emergency Lantern with sealed maintenance free lead acid battery, Cables, Wires, Poles, Earthing wires, etc. (Lighting fixture : Unit rate of installation of Lighting fixtures shall be applicable for the quantity supplied, complete with all the components required for installation e.g. support clamp, lamps, ballast, starter, igniter, terminal blocks, brackets, cable glands and lugs, threaded rods, anchor, clamps & connectors, Strut channels, Spring washers, Nuts, GSS H U Bolts, conduit Hanging clamps, Straight clamps, Z-Purling clamp, S-Hooks etc of required sizes.) All high bay fixtures will have vibration damper.', 'A', 'Lighting Fixtures'] | 18 ¦ Luminaire Type FC07 ¦ 1x18 W Fluorescent, industrial box type base and vitreous enamelled side reflectors operating on 220V DC input supply along with suitable CFL lamp. | fluorescent luminaire |  | lamp wattage: 1x18 W | type: industrial box base, reflector: vitreous enamelled side, supply: 220V DC, lamp: CFL (compact fluorescent lamp) | 600 | Nos
['LED based Illumination System (Indoor & Outdoor) complete with LED Lighting fixtures, Lighting Panels, Lighting Poles, Switch boxes, single phase Receptacles, three phase welding Receptacles, Conduits, Portable emergency Lantern with sealed maintenance free lead acid battery, Cables, Wires, Poles, Earthing wires, etc. (Lighting fixture : Unit rate of installation of Lighting fixtures shall be applicable for the quantity supplied, complete with all the components required for installation e.g. support clamp, lamps, ballast, starter, igniter, terminal blocks, brackets, cable glands and lugs, threaded rods, anchor, clamps & connectors, Strut channels, Spring washers, Nuts, GSS H U Bolts, conduit Hanging clamps, Straight clamps, Z-Purling clamp, S-Hooks etc of required sizes.) All high bay fixtures will have vibration damper.', 'A', 'Lighting Fixtures'] | 19 ¦ Luminaire Type FC33 ¦ 1x18 W Fluorescent, decorative, recessed type with mirror optic reflector operating on 220V DC input supply along with suitable CFL lamp. | fluorescent luminaire |  | lamp wattage: 1x18 W | type: decorative, mounting: recessed, reflector: mirror optic, supply: 220V DC, lamp: CFL (compact fluorescent lamp) | 160 | Nos
['LED based Illumination System (Indoor & Outdoor) complete with LED Lighting fixtures, Lighting Panels, Lighting Poles, Switch boxes, single phase Receptacles, three phase welding Receptacles, Conduits, Portable emergency Lantern with sealed maintenance free lead acid battery, Cables, Wires, Poles, Earthing wires, etc. (Lighting fixture : Unit rate of installation of Lighting fixtures shall be applicable for the quantity supplied, complete with all the components required for installation e.g. support clamp, lamps, ballast, starter, igniter, terminal blocks, brackets, cable glands and lugs, threaded rods, anchor, clamps & connectors, Strut channels, Spring washers, Nuts, GSS H U Bolts, conduit Hanging clamps, Straight clamps, Z-Purling clamp, S-Hooks etc of required sizes.) All high bay fixtures will have vibration damper.', 'A', 'Lighting Fixtures'] | 20 ¦ Luminaire Type FC34 ¦ 1x18 W Fluorescent, dust proof, totally enclosed type with sheet steel housing operating on 220V DC input supply along with suitable CFL lamp. | fluorescent luminaire |  | lamp wattage: 1x18 W | feature: dust proof, enclosure: totally enclosed, housing: sheet steel, supply: 220V DC, lamp: CFL (compact fluorescent lamp) | 500 | Nos
['LED based Illumination System (Indoor & Outdoor) complete with LED Lighting fixtures, Lighting Panels, Lighting Poles, Switch boxes, single phase Receptacles, three phase welding Receptacles, Conduits, Portable emergency Lantern with sealed maintenance free lead acid battery, Cables, Wires, Poles, Earthing wires, etc. (Lighting fixture : Unit rate of installation of Lighting fixtures shall be applicable for the quantity supplied, complete with all the components required for installation e.g. support clamp, lamps, ballast, starter, igniter, terminal blocks, brackets, cable glands and lugs, threaded rods, anchor, clamps & connectors, Strut channels, Spring washers, Nuts, GSS H U Bolts, conduit Hanging clamps, Straight clamps, Z-Purling clamp, S-Hooks etc of required sizes.) All high bay fixtures will have vibration damper.', 'A', 'Lighting Fixtures'] | 21 ¦ LUMINAIRES TYPE DOWNLIGHTER 18W(LED) ¦ Recessed Mounted Downlighter with Integral driver aesthetically designed for Control Room/ Office * For Downlighter* (LED), nomenclature FC35 (LED) to be used in drawing. | led downlighter |  | lamp wattage: 18W | mounting: recessed, driver: integral, design: aesthetically designed for control room or office, nomenclature: FC35 (LED) | 100 | Nos
['LED based Illumination System (Indoor & Outdoor) complete with LED Lighting fixtures, Lighting Panels, Lighting Poles, Switch boxes, single phase Receptacles, three phase welding Receptacles, Conduits, Portable emergency Lantern with sealed maintenance free lead acid battery, Cables, Wires, Poles, Earthing wires, etc. (Lighting fixture : Unit rate of installation of Lighting fixtures shall be applicable for the quantity supplied, complete with all the components required for installation e.g. support clamp, lamps, ballast, starter, igniter, terminal blocks, brackets, cable glands and lugs, threaded rods, anchor, clamps & connectors, Strut channels, Spring washers, Nuts, GSS H U Bolts, conduit Hanging clamps, Straight clamps, Z-Purling clamp, S-Hooks etc of required sizes.) All high bay fixtures will have vibration damper.', 'A', 'Lighting Fixtures'] | 22 ¦ COVE LIGHT (LED) - 5 MTR STRIP ¦ COVE LIGHT(LED)# shall be 5 MTR strip per piece. Cove lighting, if required shall be provided for better aesthetics in false ceiling of common control room(CCR) and ESP Control room. # For COVE LIGHT (LED), nomenclature FC36 (LED) to be used in drawing. | led cove light |  | strip length: 5 MTR | application: false ceiling of common control room (CCR) and ESP (electrostatic precipitator) control room, nomenclature: FC36 (LED) | 200 | Nos
['LED based Illumination System (Indoor & Outdoor) complete with LED Lighting fixtures, Lighting Panels, Lighting Poles, Switch boxes, single phase Receptacles, three phase welding Receptacles, Conduits, Portable emergency Lantern with sealed maintenance free lead acid battery, Cables, Wires, Poles, Earthing wires, etc. (Lighting fixture : Unit rate of installation of Lighting fixtures shall be applicable for the quantity supplied, complete with all the components required for installation e.g. support clamp, lamps, ballast, starter, igniter, terminal blocks, brackets, cable glands and lugs, threaded rods, anchor, clamps & connectors, Strut channels, Spring washers, Nuts, GSS H U Bolts, conduit Hanging clamps, Straight clamps, Z-Purling clamp, S-Hooks etc of required sizes.) All high bay fixtures will have vibration damper.', 'A', 'Lighting Fixtures'] | 23 ¦ Emergency Exit lights with LED fittings with sealed maintenance free battery sized to provide 2 hours backup complete with charger, plug, extension card etc housed in enclosure suitable for operation on 240V AC supply. | emergency exit light |  | backup duration: 2 hours | fittings: led, battery: sealed maintenance free, charger: included, plug: included, extension card: included, enclosure: suitable for 240V AC supply | 100 | Nos
['LED based Illumination System (Indoor & Outdoor) complete with LED Lighting fixtures, Lighting Panels, Lighting Poles, Switch boxes, single phase Receptacles, three phase welding Receptacles, Conduits, Portable emergency Lantern with sealed maintenance free lead acid battery, Cables, Wires, Poles, Earthing wires, etc. (Lighting fixture : Unit rate of installation of Lighting fixtures shall be applicable for the quantity supplied, complete with all the components required for installation e.g. support clamp, lamps, ballast, starter, igniter, terminal blocks, brackets, cable glands and lugs, threaded rods, anchor, clamps & connectors, Strut channels, Spring washers, Nuts, GSS H U Bolts, conduit Hanging clamps, Straight clamps, Z-Purling clamp, S-Hooks etc of required sizes.) All high bay fixtures will have vibration damper.', 'A', 'Lighting Fixtures'] | 24 ¦ Portable emergency lantern with 2x10 W LED lamp with sealed maintenance free Ni-Cd battery sized to provide 4 hours backup complete with charger, plug, extension card etc housed in enclosure suitable for operation on 240V AC supply. | portable emergency lantern |  | lamp wattage: 2x10 W, backup duration: 4 hours | lamp: led, battery: sealed maintenance free Ni-Cd (nickel-cadmium), charger: included, plug: included, extension card: included, enclosure: suitable for 240V AC supply | 25 | Nos
['LED based Illumination System (Indoor & Outdoor) complete with LED Lighting fixtures, Lighting Panels, Lighting Poles, Switch boxes, single phase Receptacles, three phase welding Receptacles, Conduits, Portable emergency Lantern with sealed maintenance free lead acid battery, Cables, Wires, Poles, Earthing wires, etc. (Lighting fixture : Unit rate of installation of Lighting fixtures shall be applicable for the quantity supplied, complete with all the components required for installation e.g. support clamp, lamps, ballast, starter, igniter, terminal blocks, brackets, cable glands and lugs, threaded rods, anchor, clamps & connectors, Strut channels, Spring washers, Nuts, GSS H U Bolts, conduit Hanging clamps, Straight clamps, Z-Purling clamp, S-Hooks etc of required sizes.) All high bay fixtures will have vibration damper.', 'A', 'Lighting Fixtures'] | 25 ¦ Wall/ parapet mounted , LED flood light Luminaire having system power consumption not more than 150W , cool white light output 5700-6500K colour temperature, Built in constant current electronic driver, IP-66 Powder coated high pressure die cast aluminium housing with separate driver compartment ,heat sink designed in aluminium extrusion & glare free light output. | led flood light luminaire |  | system power consumption: not more than 150W, colour temperature: 5700-6500K | mounting: wall or parapet, light output: cool white, driver: built in constant current electronic, protection: IP-66, housing: powder coated high pressure die cast aluminium, driver compartment: separate, heat sink: aluminium extrusion, feature: glare free light output | 320 | Nos
['LED based Illumination System (Indoor & Outdoor) complete with LED Lighting fixtures, Lighting Panels, Lighting Poles, Switch boxes, single phase Receptacles, three phase welding Receptacles, Conduits, Portable emergency Lantern with sealed maintenance free lead acid battery, Cables, Wires, Poles, Earthing wires, etc. (Lighting fixture : Unit rate of installation of Lighting fixtures shall be applicable for the quantity supplied, complete with all the components required for installation e.g. support clamp, lamps, ballast, starter, igniter, terminal blocks, brackets, cable glands and lugs, threaded rods, anchor, clamps & connectors, Strut channels, Spring washers, Nuts, GSS H U Bolts, conduit Hanging clamps, Straight clamps, Z-Purling clamp, S-Hooks etc of required sizes.) All high bay fixtures will have vibration damper.', 'A', 'Lighting Fixtures'] | 26 ¦ Explosion proof 2x36W LED Tube Light Fixture | led tube light fixture |  | lamp wattage: 2x36W | feature: explosion proof | 90 | Nos
['LED based Illumination System (Indoor & Outdoor) complete with LED Lighting fixtures, Lighting Panels, Lighting Poles, Switch boxes, single phase Receptacles, three phase welding Receptacles, Conduits, Portable emergency Lantern with sealed maintenance free lead acid battery, Cables, Wires, Poles, Earthing wires, etc. (Lighting fixture : Unit rate of installation of Lighting fixtures shall be applicable for the quantity supplied, complete with all the components required for installation e.g. support clamp, lamps, ballast, starter, igniter, terminal blocks, brackets, cable glands and lugs, threaded rods, anchor, clamps & connectors, Strut channels, Spring washers, Nuts, GSS H U Bolts, conduit Hanging clamps, Straight clamps, Z-Purling clamp, S-Hooks etc of required sizes.) All high bay fixtures will have vibration damper.', 'A', 'Lighting Fixtures'] | 27 ¦ Recessed mounted 2'X2' LED Luminaire having system power consumption not more than 36W , neutral white light output 5500-6500K colour temperature, Built in constant current electronic driver, Powder coated CRCA sheet steel housing, with high efficiency acrylic diffuser for uniform & glare free light output. | led luminaire |  | mounting: recessed, size: 2'X2', system power consumption: not more than 36W, colour temperature: 5500-6500K | light output: neutral white, driver: built in constant current electronic, housing: powder coated CRCA (cold rolled close annealed) sheet steel, diffuser: high efficiency acrylic, feature: uniform and glare free light output | 60 | Nos
['LED based Illumination System (Indoor & Outdoor) complete with LED Lighting fixtures, Lighting Panels, Lighting Poles, Switch boxes, single phase Receptacles, three phase welding Receptacles, Conduits, Portable emergency Lantern with sealed maintenance free lead acid battery, Cables, Wires, Poles, Earthing wires, etc. (Lighting fixture : Unit rate of installation of Lighting fixtures shall be applicable for the quantity supplied, complete with all the components required for installation e.g. support clamp, lamps, ballast, starter, igniter, terminal blocks, brackets, cable glands and lugs, threaded rods, anchor, clamps & connectors, Strut channels, Spring washers, Nuts, GSS H U Bolts, conduit Hanging clamps, Straight clamps, Z-Purling clamp, S-Hooks etc of required sizes.) All high bay fixtures will have vibration damper.', 'A', 'Lighting Fixtures'] | 28 ¦ Surface/Suspended Mounted LED light fixture having system power consumption not more than 40W Batten, cool white light output 5500-6500K colour temperature , Built in constant current electronic driver , made of CRCA with high efficiency opel diffuser for uniform & glare free light output. | led light fixture |  | mounting: surface or suspended, system power consumption: not more than 40W, colour temperature: 5500-6500K | type: batten, light output: cool white, driver: built in constant current electronic, material: CRCA (cold rolled close annealed), diffuser: high efficiency opel, feature: uniform and glare free light output | 100 | Nos
['LED based Illumination System (Indoor & Outdoor) complete with LED Lighting fixtures, Lighting Panels, Lighting Poles, Switch boxes, single phase Receptacles, three phase welding Receptacles, Conduits, Portable emergency Lantern with sealed maintenance free lead acid battery, Cables, Wires, Poles, Earthing wires, etc. (Lighting fixture : Unit rate of installation of Lighting fixtures shall be applicable for the quantity supplied, complete with all the components required for installation e.g. support clamp, lamps, ballast, starter, igniter, terminal blocks, brackets, cable glands and lugs, threaded rods, anchor, clamps & connectors, Strut channels, Spring washers, Nuts, GSS H U Bolts, conduit Hanging clamps, Straight clamps, Z-Purling clamp, S-Hooks etc of required sizes.) All high bay fixtures will have vibration damper.', 'A', 'Lighting Fixtures'] | 29 ¦ Supply of Recessed mounted , Circular LED Luminaire having system power consumption not more than 13W , cool white light output 4000K colour temperature, Built in constant current electronic driver, Powder coated CRCA/AL sheet steel housing with high efficiency acrylic diffuser for uniform & glare free light output. | led luminaire |  | mounting: recessed, shape: circular, system power consumption: not more than 13W, colour temperature: 4000K | light output: cool white, driver: built in constant current electronic, housing: powder coated CRCA (cold rolled close annealed) or AL (aluminium) sheet steel, diffuser: high efficiency acrylic, feature: uniform and glare free light output | 50 | Nos
['LED based Illumination System (Indoor & Outdoor) complete with LED Lighting fixtures, Lighting Panels, Lighting Poles, Switch boxes, single phase Receptacles, three phase welding Receptacles, Conduits, Portable emergency Lantern with sealed maintenance free lead acid battery, Cables, Wires, Poles, Earthing wires, etc. (Lighting fixture : Unit rate of installation of Lighting fixtures shall be applicable for the quantity supplied, complete with all the components required for installation e.g. support clamp, lamps, ballast, starter, igniter, terminal blocks, brackets, cable glands and lugs, threaded rods, anchor, clamps & connectors, Strut channels, Spring washers, Nuts, GSS H U Bolts, conduit Hanging clamps, Straight clamps, Z-Purling clamp, S-Hooks etc of required sizes.) All high bay fixtures will have vibration damper.', 'A', 'Lighting Fixtures'] | 30 ¦ Wall mounted mirror 10W LED light with 4000K | led light |  | mounting: wall, lamp wattage: 10W, colour temperature: 4000K | application: mirror | 50 | Nos
['LED based Illumination System (Indoor & Outdoor) complete with LED Lighting fixtures, Lighting Panels, Lighting Poles, Switch boxes, single phase Receptacles, three phase welding Receptacles, Conduits, Portable emergency Lantern with sealed maintenance free lead acid battery, Cables, Wires, Poles, Earthing wires, etc. (Lighting fixture : Unit rate of installation of Lighting fixtures shall be applicable for the quantity supplied, complete with all the components required for installation e.g. support clamp, lamps, ballast, starter, igniter, terminal blocks, brackets, cable glands and lugs, threaded rods, anchor, clamps & connectors, Strut channels, Spring washers, Nuts, GSS H U Bolts, conduit Hanging clamps, Straight clamps, Z-Purling clamp, S-Hooks etc of required sizes.) All high bay fixtures will have vibration damper.', 'A', 'Lighting Fixtures'] | 31 ¦ Emergency lighting Units - With Ni-Cd battery and 2 X 6 W LED lamp | emergency lighting unit |  | battery: Ni-Cd (nickel-cadmium), lamp wattage: 2 x 6 W |  | 16 | Nos
['LED based Illumination System (Indoor & Outdoor) complete with LED Lighting fixtures, Lighting Panels, Lighting Poles, Switch boxes, single phase Receptacles, three phase welding Receptacles, Conduits, Portable emergency Lantern with sealed maintenance free lead acid battery, Cables, Wires, Poles, Earthing wires, etc. (Lighting fixture : Unit rate of installation of Lighting fixtures shall be applicable for the quantity supplied, complete with all the components required for installation e.g. support clamp, lamps, ballast, starter, igniter, terminal blocks, brackets, cable glands and lugs, threaded rods, anchor, clamps & connectors, Strut channels, Spring washers, Nuts, GSS H U Bolts, conduit Hanging clamps, Straight clamps, Z-Purling clamp, S-Hooks etc of required sizes.) All high bay fixtures will have vibration damper.', 'B', 'Switch boxes for individual control of circuits (Switchboards consisting of switch boxes, switches, switch plates and fixing accessories.)'] | 1 ¦ Type SWB1 ¦ nan | switch box |  | type: SWB1 |  | 160 | Nos.
['LED based Illumination System (Indoor & Outdoor) complete with LED Lighting fixtures, Lighting Panels, Lighting Poles, Switch boxes, single phase Receptacles, three phase welding Receptacles, Conduits, Portable emergency Lantern with sealed maintenance free lead acid battery, Cables, Wires, Poles, Earthing wires, etc. (Lighting fixture : Unit rate of installation of Lighting fixtures shall be applicable for the quantity supplied, complete with all the components required for installation e.g. support clamp, lamps, ballast, starter, igniter, terminal blocks, brackets, cable glands and lugs, threaded rods, anchor, clamps & connectors, Strut channels, Spring washers, Nuts, GSS H U Bolts, conduit Hanging clamps, Straight clamps, Z-Purling clamp, S-Hooks etc of required sizes.) All high bay fixtures will have vibration damper.', 'B', 'Switch boxes for individual control of circuits (Switchboards consisting of switch boxes, switches, switch plates and fixing accessories.)'] | 2 ¦ Type SWB2 ¦ nan | switch box |  | type: SWB2 |  | 60 | Nos.
['LED based Illumination System (Indoor & Outdoor) complete with LED Lighting fixtures, Lighting Panels, Lighting Poles, Switch boxes, single phase Receptacles, three phase welding Receptacles, Conduits, Portable emergency Lantern with sealed maintenance free lead acid battery, Cables, Wires, Poles, Earthing wires, etc. (Lighting fixture : Unit rate of installation of Lighting fixtures shall be applicable for the quantity supplied, complete with all the components required for installation e.g. support clamp, lamps, ballast, starter, igniter, terminal blocks, brackets, cable glands and lugs, threaded rods, anchor, clamps & connectors, Strut channels, Spring washers, Nuts, GSS H U Bolts, conduit Hanging clamps, Straight clamps, Z-Purling clamp, S-Hooks etc of required sizes.) All high bay fixtures will have vibration damper.', 'B', 'Switch boxes for individual control of circuits (Switchboards consisting of switch boxes, switches, switch plates and fixing accessories.)'] | 3 ¦ Type SWB3 ¦ nan | switch box |  | type: SWB3 |  | 20 | Nos.
['LED based Illumination System (Indoor & Outdoor) complete with LED Lighting fixtures, Lighting Panels, Lighting Poles, Switch boxes, single phase Receptacles, three phase welding Receptacles, Conduits, Portable emergency Lantern with sealed maintenance free lead acid battery, Cables, Wires, Poles, Earthing wires, etc. (Lighting fixture : Unit rate of installation of Lighting fixtures shall be applicable for the quantity supplied, complete with all the components required for installation e.g. support clamp, lamps, ballast, starter, igniter, terminal blocks, brackets, cable glands and lugs, threaded rods, anchor, clamps & connectors, Strut channels, Spring washers, Nuts, GSS H U Bolts, conduit Hanging clamps, Straight clamps, Z-Purling clamp, S-Hooks etc of required sizes.) All high bay fixtures will have vibration damper.', 'B', 'Switch boxes for individual control of circuits (Switchboards consisting of switch boxes, switches, switch plates and fixing accessories.)'] | 4 ¦ One no 6A 5 pin power socket with one no 6A Switch having indication including back box, cover plate etc. ¦ nan | power socket with switch |  | socket: 6A 5 pin, switch: 6A | indication: included, accessories: back box, cover plate | 80 | Nos
['LED based Illumination System (Indoor & Outdoor) complete with LED Lighting fixtures, Lighting Panels, Lighting Poles, Switch boxes, single phase Receptacles, three phase welding Receptacles, Conduits, Portable emergency Lantern with sealed maintenance free lead acid battery, Cables, Wires, Poles, Earthing wires, etc. (Lighting fixture : Unit rate of installation of Lighting fixtures shall be applicable for the quantity supplied, complete with all the components required for installation e.g. support clamp, lamps, ballast, starter, igniter, terminal blocks, brackets, cable glands and lugs, threaded rods, anchor, clamps & connectors, Strut channels, Spring washers, Nuts, GSS H U Bolts, conduit Hanging clamps, Straight clamps, Z-Purling clamp, S-Hooks etc of required sizes.) All high bay fixtures will have vibration damper.', 'B', 'Switch boxes for individual control of circuits (Switchboards consisting of switch boxes, switches, switch plates and fixing accessories.)'] | 5 ¦ One no 6/16A 5 pin power socket with one no 16A Switch having indication including back box, cover plate etc. ¦ nan | power socket with switch |  | socket: 6/16A 5 pin, switch: 16A | indication: included, accessories: back box, cover plate | 100 | Nos
['LED based Illumination System (Indoor & Outdoor) complete with LED Lighting fixtures, Lighting Panels, Lighting Poles, Switch boxes, single phase Receptacles, three phase welding Receptacles, Conduits, Portable emergency Lantern with sealed maintenance free lead acid battery, Cables, Wires, Poles, Earthing wires, etc. (Lighting fixture : Unit rate of installation of Lighting fixtures shall be applicable for the quantity supplied, complete with all the components required for installation e.g. support clamp, lamps, ballast, starter, igniter, terminal blocks, brackets, cable glands and lugs, threaded rods, anchor, clamps & connectors, Strut channels, Spring washers, Nuts, GSS H U Bolts, conduit Hanging clamps, Straight clamps, Z-Purling clamp, S-Hooks etc of required sizes.) All high bay fixtures will have vibration damper.', 'B', 'Switch boxes for individual control of circuits (Switchboards consisting of switch boxes, switches, switch plates and fixing accessories.)'] | 6 ¦ Three no 6A 5 pin power socket with one 16A Switch having indication including back box, cover plate etc. ¦ nan | power socket with switch |  | socket: 3 x 6A 5 pin, switch: 16A | indication: included, accessories: back box, cover plate | 120 | Nos
['LED based Illumination System (Indoor & Outdoor) complete with LED Lighting fixtures, Lighting Panels, Lighting Poles, Switch boxes, single phase Receptacles, three phase welding Receptacles, Conduits, Portable emergency Lantern with sealed maintenance free lead acid battery, Cables, Wires, Poles, Earthing wires, etc. (Lighting fixture : Unit rate of installation of Lighting fixtures shall be applicable for the quantity supplied, complete with all the components required for installation e.g. support clamp, lamps, ballast, starter, igniter, terminal blocks, brackets, cable glands and lugs, threaded rods, anchor, clamps & connectors, Strut channels, Spring washers, Nuts, GSS H U Bolts, conduit Hanging clamps, Straight clamps, Z-Purling clamp, S-Hooks etc of required sizes.) All high bay fixtures will have vibration damper.', 'B', 'Switch boxes for individual control of circuits (Switchboards consisting of switch boxes, switches, switch plates and fixing accessories.)'] | 7 ¦ Switch Box Enclosure 2 M with plate ¦ nan | switch box enclosure |  | 2 M | plate: included | 16 | Nos
['LED based Illumination System (Indoor & Outdoor) complete with LED Lighting fixtures, Lighting Panels, Lighting Poles, Switch boxes, single phase Receptacles, three phase welding Receptacles, Conduits, Portable emergency Lantern with sealed maintenance free lead acid battery, Cables, Wires, Poles, Earthing wires, etc. (Lighting fixture : Unit rate of installation of Lighting fixtures shall be applicable for the quantity supplied, complete with all the components required for installation e.g. support clamp, lamps, ballast, starter, igniter, terminal blocks, brackets, cable glands and lugs, threaded rods, anchor, clamps & connectors, Strut channels, Spring washers, Nuts, GSS H U Bolts, conduit Hanging clamps, Straight clamps, Z-Purling clamp, S-Hooks etc of required sizes.) All high bay fixtures will have vibration damper.', 'B', 'Switch boxes for individual control of circuits (Switchboards consisting of switch boxes, switches, switch plates and fixing accessories.)'] | 8 ¦ Switch Box Enclosure 4 M with plate ¦ nan | switch box enclosure |  | 4 M | plate: included | 16 | Nos
['LED based Illumination System (Indoor & Outdoor) complete with LED Lighting fixtures, Lighting Panels, Lighting Poles, Switch boxes, single phase Receptacles, three phase welding Receptacles, Conduits, Portable emergency Lantern with sealed maintenance free lead acid battery, Cables, Wires, Poles, Earthing wires, etc. (Lighting fixture : Unit rate of installation of Lighting fixtures shall be applicable for the quantity supplied, complete with all the components required for installation e.g. support clamp, lamps, ballast, starter, igniter, terminal blocks, brackets, cable glands and lugs, threaded rods, anchor, clamps & connectors, Strut channels, Spring washers, Nuts, GSS H U Bolts, conduit Hanging clamps, Straight clamps, Z-Purling clamp, S-Hooks etc of required sizes.) All high bay fixtures will have vibration damper.', 'B', 'Switch boxes for individual control of circuits (Switchboards consisting of switch boxes, switches, switch plates and fixing accessories.)'] | 9 ¦ Switch Box Enclosure 6 M with plate ¦ nan | switch box enclosure |  | 6 M | plate: included | 16 | Nos
['LED based Illumination System (Indoor & Outdoor) complete with LED Lighting fixtures, Lighting Panels, Lighting Poles, Switch boxes, single phase Receptacles, three phase welding Receptacles, Conduits, Portable emergency Lantern with sealed maintenance free lead acid battery, Cables, Wires, Poles, Earthing wires, etc. (Lighting fixture : Unit rate of installation of Lighting fixtures shall be applicable for the quantity supplied, complete with all the components required for installation e.g. support clamp, lamps, ballast, starter, igniter, terminal blocks, brackets, cable glands and lugs, threaded rods, anchor, clamps & connectors, Strut channels, Spring washers, Nuts, GSS H U Bolts, conduit Hanging clamps, Straight clamps, Z-Purling clamp, S-Hooks etc of required sizes.) All high bay fixtures will have vibration damper.', 'B', 'Switch boxes for individual control of circuits (Switchboards consisting of switch boxes, switches, switch plates and fixing accessories.)'] | 10 ¦ Switch Box Enclosure 8 M with plate ¦ nan | switch box enclosure |  | 8 M | plate: included | 16 | Nos
['LED based Illumination System (Indoor & Outdoor) complete with LED Lighting fixtures, Lighting Panels, Lighting Poles, Switch boxes, single phase Receptacles, three phase welding Receptacles, Conduits, Portable emergency Lantern with sealed maintenance free lead acid battery, Cables, Wires, Poles, Earthing wires, etc. (Lighting fixture : Unit rate of installation of Lighting fixtures shall be applicable for the quantity supplied, complete with all the components required for installation e.g. support clamp, lamps, ballast, starter, igniter, terminal blocks, brackets, cable glands and lugs, threaded rods, anchor, clamps & connectors, Strut channels, Spring washers, Nuts, GSS H U Bolts, conduit Hanging clamps, Straight clamps, Z-Purling clamp, S-Hooks etc of required sizes.) All high bay fixtures will have vibration damper.', 'B', 'Switch boxes for individual control of circuits (Switchboards consisting of switch boxes, switches, switch plates and fixing accessories.)'] | 11 ¦ Switch Box Enclosure 10 M with plate ¦ nan | switch box enclosure |  | 10 M | plate: included | 16 | Nos
['LED based Illumination System (Indoor & Outdoor) complete with LED Lighting fixtures, Lighting Panels, Lighting Poles, Switch boxes, single phase Receptacles, three phase welding Receptacles, Conduits, Portable emergency Lantern with sealed maintenance free lead acid battery, Cables, Wires, Poles, Earthing wires, etc. (Lighting fixture : Unit rate of installation of Lighting fixtures shall be applicable for the quantity supplied, complete with all the components required for installation e.g. support clamp, lamps, ballast, starter, igniter, terminal blocks, brackets, cable glands and lugs, threaded rods, anchor, clamps & connectors, Strut channels, Spring washers, Nuts, GSS H U Bolts, conduit Hanging clamps, Straight clamps, Z-Purling clamp, S-Hooks etc of required sizes.) All high bay fixtures will have vibration damper.', 'C', 'Junction boxes'] | 1 ¦ Type JB-F ¦ Provided with four (4) way stud type terminals for terminating upto 2 nos. 10 mm2 stranded aluminium conductors on each terminal, suitable for outdoor installations. | junction box |  | type: JB-F | terminals: four way stud type, terminal capacity: 2 x 10 mm2 stranded aluminium conductors per terminal, application: outdoor installations | 16800 | Nos.
['LED based Illumination System (Indoor & Outdoor) complete with LED Lighting fixtures, Lighting Panels, Lighting Poles, Switch boxes, single phase Receptacles, three phase welding Receptacles, Conduits, Portable emergency Lantern with sealed maintenance free lead acid battery, Cables, Wires, Poles, Earthing wires, etc. (Lighting fixture : Unit rate of installation of Lighting fixtures shall be applicable for the quantity supplied, complete with all the components required for installation e.g. support clamp, lamps, ballast, starter, igniter, terminal blocks, brackets, cable glands and lugs, threaded rods, anchor, clamps & connectors, Strut channels, Spring washers, Nuts, GSS H U Bolts, conduit Hanging clamps, Straight clamps, Z-Purling clamp, S-Hooks etc of required sizes.) All high bay fixtures will have vibration damper.', 'C', 'Junction boxes'] | 2 ¦ Type JB-FE ¦ Same as above JB-F but with an additional epoxy coating of 50 micron thickness. | junction box |  | type: JB-FE | feature: additional epoxy coating, coating thickness: 50 micron | 360 | Nos.
['LED based Illumination System (Indoor & Outdoor) complete with LED Lighting fixtures, Lighting Panels, Lighting Poles, Switch boxes, single phase Receptacles, three phase welding Receptacles, Conduits, Portable emergency Lantern with sealed maintenance free lead acid battery, Cables, Wires, Poles, Earthing wires, etc. (Lighting fixture : Unit rate of installation of Lighting fixtures shall be applicable for the quantity supplied, complete with all the components required for installation e.g. support clamp, lamps, ballast, starter, igniter, terminal blocks, brackets, cable glands and lugs, threaded rods, anchor, clamps & connectors, Strut channels, Spring washers, Nuts, GSS H U Bolts, conduit Hanging clamps, Straight clamps, Z-Purling clamp, S-Hooks etc of required sizes.) All high bay fixtures will have vibration damper.', 'C', 'Junction boxes'] | 3 ¦ Type JB-S ¦ Provided with four (4) way stud type terminals, each terminal suitable for terminating upto two nos. of 3.5Cx50 mm2 stranded aluminium conductors & with one no.6A HRC fuse and link. | junction box |  | type: JB-S | terminals: four way stud type, terminal capacity: 2 x 3.5Cx50 mm2 stranded aluminium conductors per terminal, fuse: 6A HRC (high rupturing capacity), link: included | 320 | Nos.
['LED based Illumination System (Indoor & Outdoor) complete with LED Lighting fixtures, Lighting Panels, Lighting Poles, Switch boxes, single phase Receptacles, three phase welding Receptacles, Conduits, Portable emergency Lantern with sealed maintenance free lead acid battery, Cables, Wires, Poles, Earthing wires, etc. (Lighting fixture : Unit rate of installation of Lighting fixtures shall be applicable for the quantity supplied, complete with all the components required for installation e.g. support clamp, lamps, ballast, starter, igniter, terminal blocks, brackets, cable glands and lugs, threaded rods, anchor, clamps & connectors, Strut channels, Spring washers, Nuts, GSS H U Bolts, conduit Hanging clamps, Straight clamps, Z-Purling clamp, S-Hooks etc of required sizes.) All high bay fixtures will have vibration damper.', 'C', 'Junction boxes'] | 4 ¦ Type A - GI junction boxes ¦ Size of junction box shall be 125mm x 125mm. Terminals of the JB shall be suitable for 4 sqmm cable. | gi junction box |  | type: A, box size: 125mm x 125mm, cable size: 4 sqmm |  | 200 | NOS.
['LED based Illumination System (Indoor & Outdoor) complete with LED Lighting fixtures, Lighting Panels, Lighting Poles, Switch boxes, single phase Receptacles, three phase welding Receptacles, Conduits, Portable emergency Lantern with sealed maintenance free lead acid battery, Cables, Wires, Poles, Earthing wires, etc. (Lighting fixture : Unit rate of installation of Lighting fixtures shall be applicable for the quantity supplied, complete with all the components required for installation e.g. support clamp, lamps, ballast, starter, igniter, terminal blocks, brackets, cable glands and lugs, threaded rods, anchor, clamps & connectors, Strut channels, Spring washers, Nuts, GSS H U Bolts, conduit Hanging clamps, Straight clamps, Z-Purling clamp, S-Hooks etc of required sizes.) All high bay fixtures will have vibration damper.', 'C', 'Junction boxes'] | 5 ¦ Type B - GI junction boxes ¦ Size of junction box shall be 125mm x 125mm. Terminals of the JB shall be suitable for 4 sqmm cable. | gi junction box |  | type: B, box size: 125mm x 125mm, cable size: 4 sqmm |  | 300 | NOS.
['LED based Illumination System (Indoor & Outdoor) complete with LED Lighting fixtures, Lighting Panels, Lighting Poles, Switch boxes, single phase Receptacles, three phase welding Receptacles, Conduits, Portable emergency Lantern with sealed maintenance free lead acid battery, Cables, Wires, Poles, Earthing wires, etc. (Lighting fixture : Unit rate of installation of Lighting fixtures shall be applicable for the quantity supplied, complete with all the components required for installation e.g. support clamp, lamps, ballast, starter, igniter, terminal blocks, brackets, cable glands and lugs, threaded rods, anchor, clamps & connectors, Strut channels, Spring washers, Nuts, GSS H U Bolts, conduit Hanging clamps, Straight clamps, Z-Purling clamp, S-Hooks etc of required sizes.) All high bay fixtures will have vibration damper.', 'C', 'Junction boxes'] | 6 ¦ Type C (GI Type for Street Lighting Poles) junction boxes ¦ Size of junction box shall be 250x250mm. Terminals of the JB shall be suitable for 16 sqmm cable. | gi junction box |  | type: C, box size: 250x250mm, cable size: 16 sqmm | application: street lighting poles | 360 | NOS.
['LED based Illumination System (Indoor & Outdoor) complete with LED Lighting fixtures, Lighting Panels, Lighting Poles, Switch boxes, single phase Receptacles, three phase welding Receptacles, Conduits, Portable emergency Lantern with sealed maintenance free lead acid battery, Cables, Wires, Poles, Earthing wires, etc. (Lighting fixture : Unit rate of installation of Lighting fixtures shall be applicable for the quantity supplied, complete with all the components required for installation e.g. support clamp, lamps, ballast, starter, igniter, terminal blocks, brackets, cable glands and lugs, threaded rods, anchor, clamps & connectors, Strut channels, Spring washers, Nuts, GSS H U Bolts, conduit Hanging clamps, Straight clamps, Z-Purling clamp, S-Hooks etc of required sizes.) All high bay fixtures will have vibration damper.', 'D', 'Receptacles'] | 1 ¦ Type RA ¦ nan | receptacle |  | type: RA |  | 1000 | Nos.
['LED based Illumination System (Indoor & Outdoor) complete with LED Lighting fixtures, Lighting Panels, Lighting Poles, Switch boxes, single phase Receptacles, three phase welding Receptacles, Conduits, Portable emergency Lantern with sealed maintenance free lead acid battery, Cables, Wires, Poles, Earthing wires, etc. (Lighting fixture : Unit rate of installation of Lighting fixtures shall be applicable for the quantity supplied, complete with all the components required for installation e.g. support clamp, lamps, ballast, starter, igniter, terminal blocks, brackets, cable glands and lugs, threaded rods, anchor, clamps & connectors, Strut channels, Spring washers, Nuts, GSS H U Bolts, conduit Hanging clamps, Straight clamps, Z-Purling clamp, S-Hooks etc of required sizes.) All high bay fixtures will have vibration damper.', 'D', 'Receptacles'] | 2 ¦ Type RA (Flame proof) ¦ nan | receptacle |  | type: RA | feature: flame proof | 20 | Nos.
['LED based Illumination System (Indoor & Outdoor) complete with LED Lighting fixtures, Lighting Panels, Lighting Poles, Switch boxes, single phase Receptacles, three phase welding Receptacles, Conduits, Portable emergency Lantern with sealed maintenance free lead acid battery, Cables, Wires, Poles, Earthing wires, etc. (Lighting fixture : Unit rate of installation of Lighting fixtures shall be applicable for the quantity supplied, complete with all the components required for installation e.g. support clamp, lamps, ballast, starter, igniter, terminal blocks, brackets, cable glands and lugs, threaded rods, anchor, clamps & connectors, Strut channels, Spring washers, Nuts, GSS H U Bolts, conduit Hanging clamps, Straight clamps, Z-Purling clamp, S-Hooks etc of required sizes.) All high bay fixtures will have vibration damper.', 'D', 'Receptacles'] | 3 ¦ Type RB ¦ nan | receptacle |  | type: RB |  | 232 | Nos.
['LED based Illumination System (Indoor & Outdoor) complete with LED Lighting fixtures, Lighting Panels, Lighting Poles, Switch boxes, single phase Receptacles, three phase welding Receptacles, Conduits, Portable emergency Lantern with sealed maintenance free lead acid battery, Cables, Wires, Poles, Earthing wires, etc. (Lighting fixture : Unit rate of installation of Lighting fixtures shall be applicable for the quantity supplied, complete with all the components required for installation e.g. support clamp, lamps, ballast, starter, igniter, terminal blocks, brackets, cable glands and lugs, threaded rods, anchor, clamps & connectors, Strut channels, Spring washers, Nuts, GSS H U Bolts, conduit Hanging clamps, Straight clamps, Z-Purling clamp, S-Hooks etc of required sizes.) All high bay fixtures will have vibration damper.', 'D', 'Receptacles'] | 4 ¦ Type RC ¦ nan | receptacle |  | type: RC |  | 216 | Nos.
['LED based Illumination System (Indoor & Outdoor) complete with LED Lighting fixtures, Lighting Panels, Lighting Poles, Switch boxes, single phase Receptacles, three phase welding Receptacles, Conduits, Portable emergency Lantern with sealed maintenance free lead acid battery, Cables, Wires, Poles, Earthing wires, etc. (Lighting fixture : Unit rate of installation of Lighting fixtures shall be applicable for the quantity supplied, complete with all the components required for installation e.g. support clamp, lamps, ballast, starter, igniter, terminal blocks, brackets, cable glands and lugs, threaded rods, anchor, clamps & connectors, Strut channels, Spring washers, Nuts, GSS H U Bolts, conduit Hanging clamps, Straight clamps, Z-Purling clamp, S-Hooks etc of required sizes.) All high bay fixtures will have vibration damper.', 'D', 'Receptacles'] | 5 ¦ Type RC (Flame proof) ¦ nan | receptacle |  | type: RC | feature: flame proof | 6 | Nos.
['LED based Illumination System (Indoor & Outdoor) complete with LED Lighting fixtures, Lighting Panels, Lighting Poles, Switch boxes, single phase Receptacles, three phase welding Receptacles, Conduits, Portable emergency Lantern with sealed maintenance free lead acid battery, Cables, Wires, Poles, Earthing wires, etc. (Lighting fixture : Unit rate of installation of Lighting fixtures shall be applicable for the quantity supplied, complete with all the components required for installation e.g. support clamp, lamps, ballast, starter, igniter, terminal blocks, brackets, cable glands and lugs, threaded rods, anchor, clamps & connectors, Strut channels, Spring washers, Nuts, GSS H U Bolts, conduit Hanging clamps, Straight clamps, Z-Purling clamp, S-Hooks etc of required sizes.) All high bay fixtures will have vibration damper.', 'D', 'Receptacles'] | 6 ¦ 32 A, 240V, 5 pin, surface/recess mounting industrial type receptacle with a safety cover and a switch/MCB in FRP/Sheet steel enclosure having degree of protection of IP 55. ¦ nan | industrial receptacle |  | current rating: 32 A, voltage: 240V, pins: 5 | mounting: surface or recess, cover: safety, switch: included, MCB (miniature circuit breaker): included, enclosure: FRP (fibre reinforced plastic) or sheet steel, protection: IP 55 | 100 | Nos.
['LED based Illumination System (Indoor & Outdoor) complete with LED Lighting fixtures, Lighting Panels, Lighting Poles, Switch boxes, single phase Receptacles, three phase welding Receptacles, Conduits, Portable emergency Lantern with sealed maintenance free lead acid battery, Cables, Wires, Poles, Earthing wires, etc. (Lighting fixture : Unit rate of installation of Lighting fixtures shall be applicable for the quantity supplied, complete with all the components required for installation e.g. support clamp, lamps, ballast, starter, igniter, terminal blocks, brackets, cable glands and lugs, threaded rods, anchor, clamps & connectors, Strut channels, Spring washers, Nuts, GSS H U Bolts, conduit Hanging clamps, Straight clamps, Z-Purling clamp, S-Hooks etc of required sizes.) All high bay fixtures will have vibration damper.', 'D', 'Receptacles'] | 7 ¦ 63 A, 415V, 4P with earth, surface/recess mounting 5 pin, industrial type receptacle with spring operated cover, interlocks, ELCB (100mA) switch, fuse units with plug in FRP / Sheet steel enclosure having degree of protection of IP 55. ¦ nan | industrial receptacle |  | current rating: 63 A, voltage: 415V, poles: 4P with earth, pins: 5 | mounting: surface or recess, cover: spring operated, interlocks: included, ELCB (earth leakage circuit breaker): 100mA, switch: included, fuse units: included, plug: included, enclosure: FRP (fibre reinforced plastic) or sheet steel, protection: IP 55 | 40 | Nos.
['LED based Illumination System (Indoor & Outdoor) complete with LED Lighting fixtures, Lighting Panels, Lighting Poles, Switch boxes, single phase Receptacles, three phase welding Receptacles, Conduits, Portable emergency Lantern with sealed maintenance free lead acid battery, Cables, Wires, Poles, Earthing wires, etc. (Lighting fixture : Unit rate of installation of Lighting fixtures shall be applicable for the quantity supplied, complete with all the components required for installation e.g. support clamp, lamps, ballast, starter, igniter, terminal blocks, brackets, cable glands and lugs, threaded rods, anchor, clamps & connectors, Strut channels, Spring washers, Nuts, GSS H U Bolts, conduit Hanging clamps, Straight clamps, Z-Purling clamp, S-Hooks etc of required sizes.) All high bay fixtures will have vibration damper.', 'E', 'Ceiling fans with electronic regulators & down rod etc.'] | 1 ¦ 1200 mm sweep ¦ nan | ceiling fan |  | sweep: 1200 mm |  | 8 | Nos
['LED based Illumination System (Indoor & Outdoor) complete with LED Lighting fixtures, Lighting Panels, Lighting Poles, Switch boxes, single phase Receptacles, three phase welding Receptacles, Conduits, Portable emergency Lantern with sealed maintenance free lead acid battery, Cables, Wires, Poles, Earthing wires, etc. (Lighting fixture : Unit rate of installation of Lighting fixtures shall be applicable for the quantity supplied, complete with all the components required for installation e.g. support clamp, lamps, ballast, starter, igniter, terminal blocks, brackets, cable glands and lugs, threaded rods, anchor, clamps & connectors, Strut channels, Spring washers, Nuts, GSS H U Bolts, conduit Hanging clamps, Straight clamps, Z-Purling clamp, S-Hooks etc of required sizes.) All high bay fixtures will have vibration damper.', 'A', 'Lighting Fixtures'] | 2 ¦ 1400 mm sweep ¦ nan | lighting fixture |  | sweep: 1400 mm |  | 16 | Nos
['LED based Illumination System (Indoor & Outdoor) complete with LED Lighting fixtures, Lighting Panels, Lighting Poles, Switch boxes, single phase Receptacles, three phase welding Receptacles, Conduits, Portable emergency Lantern with sealed maintenance free lead acid battery, Cables, Wires, Poles, Earthing wires, etc. (Lighting fixture : Unit rate of installation of Lighting fixtures shall be applicable for the quantity supplied, complete with all the components required for installation e.g. support clamp, lamps, ballast, starter, igniter, terminal blocks, brackets, cable glands and lugs, threaded rods, anchor, clamps & connectors, Strut channels, Spring washers, Nuts, GSS H U Bolts, conduit Hanging clamps, Straight clamps, Z-Purling clamp, S-Hooks etc of required sizes.) All high bay fixtures will have vibration damper.', 'A', 'Lighting Fixtures'] | 3 ¦ Pedestal Fan ¦ Pedestal Fan will have 400mm Sweep (50-65 Wattage). | pedestal fan |  | sweep: 400 mm | wattage: 50-65 | 8 | Nos
['LED based Illumination System (Indoor & Outdoor) complete with LED Lighting fixtures, Lighting Panels, Lighting Poles, Switch boxes, single phase Receptacles, three phase welding Receptacles, Conduits, Portable emergency Lantern with sealed maintenance free lead acid battery, Cables, Wires, Poles, Earthing wires, etc. (Lighting fixture : Unit rate of installation of Lighting fixtures shall be applicable for the quantity supplied, complete with all the components required for installation e.g. support clamp, lamps, ballast, starter, igniter, terminal blocks, brackets, cable glands and lugs, threaded rods, anchor, clamps & connectors, Strut channels, Spring washers, Nuts, GSS H U Bolts, conduit Hanging clamps, Straight clamps, Z-Purling clamp, S-Hooks etc of required sizes.) All high bay fixtures will have vibration damper.', 'F', '24V supply module & lamps unit complete with all accessories Each 24V A.C. supply module shall have one (1) no dry type two winding transformer and necessary terminals for incoming and outgoing connections. The 240V terminals of 24V AC supply module shall be fed from AC emergency lighting panels (ACELP). Details of 24V A.C. supply modules shall be as given below: Module type: Portable type/ Fixed type with receptacle distribution panel Transformer rating: 500 VA, Transformer voltage ratio: 240/26.5 Volt Primary side isolation: DP MCB with HRC fuse, Isolation rating: 16A, HRC fuse rating: 6A Secondary side isolation: SPN MCB with HRC fuse, Isolation rating: 6A, HRC fuse rating: 16A'] | 1 ¦ Fixed type 24V supply modules ¦ nan | 24v supply module |  |  | type: fixed, voltage: 24v (twenty four volts), transformer rating: 500 va, transformer voltage ratio: 240/26.5 volt, primary side isolation: dp mcb (double pole miniature circuit breaker) with hrc (high rupturing capacity) fuse, isolation rating: 16a, hrc (high rupturing capacity) fuse rating: 6a, secondary side isolation: spn mcb (single pole and neutral miniature circuit breaker) with hrc (high rupturing capacity) fuse, isolation rating: 6a, hrc (high rupturing capacity) fuse rating: 16a, module type: fixed type with receptacle distribution panel | 60 | Nos
['LED based Illumination System (Indoor & Outdoor) complete with LED Lighting fixtures, Lighting Panels, Lighting Poles, Switch boxes, single phase Receptacles, three phase welding Receptacles, Conduits, Portable emergency Lantern with sealed maintenance free lead acid battery, Cables, Wires, Poles, Earthing wires, etc. (Lighting fixture : Unit rate of installation of Lighting fixtures shall be applicable for the quantity supplied, complete with all the components required for installation e.g. support clamp, lamps, ballast, starter, igniter, terminal blocks, brackets, cable glands and lugs, threaded rods, anchor, clamps & connectors, Strut channels, Spring washers, Nuts, GSS H U Bolts, conduit Hanging clamps, Straight clamps, Z-Purling clamp, S-Hooks etc of required sizes.) All high bay fixtures will have vibration damper.', 'F', '24V supply module & lamps unit complete with all accessories Each 24V A.C. supply module shall have one (1) no dry type two winding transformer and necessary terminals for incoming and outgoing connections. The 240V terminals of 24V AC supply module shall be fed from AC emergency lighting panels (ACELP). Details of 24V A.C. supply modules shall be as given below: Module type: Portable type/ Fixed type with receptacle distribution panel Transformer rating: 500 VA, Transformer voltage ratio: 240/26.5 Volt Primary side isolation: DP MCB with HRC fuse, Isolation rating: 16A, HRC fuse rating: 6A Secondary side isolation: SPN MCB with HRC fuse, Isolation rating: 6A, HRC fuse rating: 16A'] | 2 ¦ Portable type 24V supply modules ¦ nan | 24v supply module |  |  | type: portable, voltage: 24v (twenty four volts), transformer rating: 500 va, transformer voltage ratio: 240/26.5 volt, primary side isolation: dp mcb (double pole miniature circuit breaker) with hrc (high rupturing capacity) fuse, isolation rating: 16a, hrc (high rupturing capacity) fuse rating: 6a, secondary side isolation: spn mcb (single pole and neutral miniature circuit breaker) with hrc (high rupturing capacity) fuse, isolation rating: 6a, hrc (high rupturing capacity) fuse rating: 16a, module type: portable type with receptacle distribution panel | 20 | Nos
['LED based Illumination System (Indoor & Outdoor) complete with LED Lighting fixtures, Lighting Panels, Lighting Poles, Switch boxes, single phase Receptacles, three phase welding Receptacles, Conduits, Portable emergency Lantern with sealed maintenance free lead acid battery, Cables, Wires, Poles, Earthing wires, etc. (Lighting fixture : Unit rate of installation of Lighting fixtures shall be applicable for the quantity supplied, complete with all the components required for installation e.g. support clamp, lamps, ballast, starter, igniter, terminal blocks, brackets, cable glands and lugs, threaded rods, anchor, clamps & connectors, Strut channels, Spring washers, Nuts, GSS H U Bolts, conduit Hanging clamps, Straight clamps, Z-Purling clamp, S-Hooks etc of required sizes.) All high bay fixtures will have vibration damper.', 'F', '24V supply module & lamps unit complete with all accessories Each 24V A.C. supply module shall have one (1) no dry type two winding transformer and necessary terminals for incoming and outgoing connections. The 240V terminals of 24V AC supply module shall be fed from AC emergency lighting panels (ACELP). Details of 24V A.C. supply modules shall be as given below: Module type: Portable type/ Fixed type with receptacle distribution panel Transformer rating: 500 VA, Transformer voltage ratio: 240/26.5 Volt Primary side isolation: DP MCB with HRC fuse, Isolation rating: 16A, HRC fuse rating: 6A Secondary side isolation: SPN MCB with HRC fuse, Isolation rating: 6A, HRC fuse rating: 16A'] | 3 ¦ Portable halogen lamp unit ¦ 24V portable halogen lamp unit along with flexible copper cable shall be supplied as per details below: Lamp wattage: 40 W Cable size: 2.5 sq. mm Stranded copper Cable length: 20 meter | halogen lamp unit |  | cable size: 2.5 sq. mm, cable length: 20 meter | type: portable, voltage: 24v (twenty four volts), lamp wattage: 40 w, cable material: stranded copper | 20 | Nos
['LED based Illumination System (Indoor & Outdoor) complete with LED Lighting fixtures, Lighting Panels, Lighting Poles, Switch boxes, single phase Receptacles, three phase welding Receptacles, Conduits, Portable emergency Lantern with sealed maintenance free lead acid battery, Cables, Wires, Poles, Earthing wires, etc. (Lighting fixture : Unit rate of installation of Lighting fixtures shall be applicable for the quantity supplied, complete with all the components required for installation e.g. support clamp, lamps, ballast, starter, igniter, terminal blocks, brackets, cable glands and lugs, threaded rods, anchor, clamps & connectors, Strut channels, Spring washers, Nuts, GSS H U Bolts, conduit Hanging clamps, Straight clamps, Z-Purling clamp, S-Hooks etc of required sizes.) All high bay fixtures will have vibration damper.', 'F', '24V supply module & lamps unit complete with all accessories Each 24V A.C. supply module shall have one (1) no dry type two winding transformer and necessary terminals for incoming and outgoing connections. The 240V terminals of 24V AC supply module shall be fed from AC emergency lighting panels (ACELP). Details of 24V A.C. supply modules shall be as given below: Module type: Portable type/ Fixed type with receptacle distribution panel Transformer rating: 500 VA, Transformer voltage ratio: 240/26.5 Volt Primary side isolation: DP MCB with HRC fuse, Isolation rating: 16A, HRC fuse rating: 6A Secondary side isolation: SPN MCB with HRC fuse, Isolation rating: 6A, HRC fuse rating: 16A'] | 4 ¦ 5A, 24V industrial type sockets ¦ nan | industrial socket |  |  | current rating: 5a, voltage: 24v (twenty four volts), type: industrial | 240 | Nos
['LED based Illumination System (Indoor & Outdoor) complete with LED Lighting fixtures, Lighting Panels, Lighting Poles, Switch boxes, single phase Receptacles, three phase welding Receptacles, Conduits, Portable emergency Lantern with sealed maintenance free lead acid battery, Cables, Wires, Poles, Earthing wires, etc. (Lighting fixture : Unit rate of installation of Lighting fixtures shall be applicable for the quantity supplied, complete with all the components required for installation e.g. support clamp, lamps, ballast, starter, igniter, terminal blocks, brackets, cable glands and lugs, threaded rods, anchor, clamps & connectors, Strut channels, Spring washers, Nuts, GSS H U Bolts, conduit Hanging clamps, Straight clamps, Z-Purling clamp, S-Hooks etc of required sizes.) All high bay fixtures will have vibration damper.', 'G', 'Wires'] | 1 ¦ 1.5 sq.mm (Cu) 1.1kV grade,XLPE insulated stranded copper wires ¦ nan | copper wire |  | cross section: 1.5 sq.mm | material: copper, insulation: xlpe (cross-linked polyethylene), voltage: 1.1kv (one point one kilovolt), type: stranded | 3000 | Mtrs
['LED based Illumination System (Indoor & Outdoor) complete with LED Lighting fixtures, Lighting Panels, Lighting Poles, Switch boxes, single phase Receptacles, three phase welding Receptacles, Conduits, Portable emergency Lantern with sealed maintenance free lead acid battery, Cables, Wires, Poles, Earthing wires, etc. (Lighting fixture : Unit rate of installation of Lighting fixtures shall be applicable for the quantity supplied, complete with all the components required for installation e.g. support clamp, lamps, ballast, starter, igniter, terminal blocks, brackets, cable glands and lugs, threaded rods, anchor, clamps & connectors, Strut channels, Spring washers, Nuts, GSS H U Bolts, conduit Hanging clamps, Straight clamps, Z-Purling clamp, S-Hooks etc of required sizes.) All high bay fixtures will have vibration damper.', 'G', 'Wires'] | 2 ¦ 2.5 sq.mm (Cu) 1.1kV grade,XLPE insulated stranded copper wires ¦ nan | copper wire |  | cross section: 2.5 sq.mm | material: copper, insulation: xlpe (cross-linked polyethylene), voltage: 1.1kv (one point one kilovolt), type: stranded | 5500 | Mtrs
['LED based Illumination System (Indoor & Outdoor) complete with LED Lighting fixtures, Lighting Panels, Lighting Poles, Switch boxes, single phase Receptacles, three phase welding Receptacles, Conduits, Portable emergency Lantern with sealed maintenance free lead acid battery, Cables, Wires, Poles, Earthing wires, etc. (Lighting fixture : Unit rate of installation of Lighting fixtures shall be applicable for the quantity supplied, complete with all the components required for installation e.g. support clamp, lamps, ballast, starter, igniter, terminal blocks, brackets, cable glands and lugs, threaded rods, anchor, clamps & connectors, Strut channels, Spring washers, Nuts, GSS H U Bolts, conduit Hanging clamps, Straight clamps, Z-Purling clamp, S-Hooks etc of required sizes.) All high bay fixtures will have vibration damper.', 'G', 'Wires'] | 3 ¦ 4 sq.mm (Cu) 1.1kV grade,XLPE insulated stranded copper wires ¦ nan | copper wire |  | cross section: 4 sq.mm | material: copper, insulation: xlpe (cross-linked polyethylene), voltage: 1.1kv (one point one kilovolt), type: stranded | 2000 | Mtrs
['LED based Illumination System (Indoor & Outdoor) complete with LED Lighting fixtures, Lighting Panels, Lighting Poles, Switch boxes, single phase Receptacles, three phase welding Receptacles, Conduits, Portable emergency Lantern with sealed maintenance free lead acid battery, Cables, Wires, Poles, Earthing wires, etc. (Lighting fixture : Unit rate of installation of Lighting fixtures shall be applicable for the quantity supplied, complete with all the components required for installation e.g. support clamp, lamps, ballast, starter, igniter, terminal blocks, brackets, cable glands and lugs, threaded rods, anchor, clamps & connectors, Strut channels, Spring washers, Nuts, GSS H U Bolts, conduit Hanging clamps, Straight clamps, Z-Purling clamp, S-Hooks etc of required sizes.) All high bay fixtures will have vibration damper.', 'H', 'Street lighting Pole'] | 1 ¦ Street lighting Double arm Swaged tubular galvanized steel pole (9 mtr. above ground) including foundation along with necessary pipe-reducer / fixing-bracket for fixing the Luminaire, weather proof junction box with fixing brackets, 3mtr. long 40mm dia MS rod, 25x3mm GI flat, DP 6A MCB, 1.5Sq.mm FRLS Copper wire, 2nos. 2 mtr. long 50mm dia GI Pipe for cable entry, Base plate, Foundation Bolts, nuts etc. with 2x150W LED Street lighting fixture IP-65 FRP junction box shall be provided with necessary terminal suitable for termination of 2nos. of 4Cx35Sq.mm Al. Armoured. Cable. | street lighting pole |  | height above ground: 9 mtr, ms rod length: 3 mtr, ms rod diameter: 40 mm, gi pipe length: 2 mtr, gi pipe diameter: 50 mm | type: double arm swaged tubular, material: galvanized steel, includes: foundation, pipe-reducer, fixing-bracket, weather proof junction box, fixing brackets, 25x3mm gi (galvanized iron) flat, dp (double pole) 6a mcb (miniature circuit breaker), 1.5sq.mm frls (flame retardant low smoke) copper wire, base plate, foundation bolts, nuts, 2x150w led street lighting fixture, ip-65 (ingress protection 65), frp (fiber reinforced plastic) junction box, suitable for termination of 2nos. of 4cx35sq.mm al. (aluminum) armoured cable | 60 | Nos
['LED based Illumination System (Indoor & Outdoor) complete with LED Lighting fixtures, Lighting Panels, Lighting Poles, Switch boxes, single phase Receptacles, three phase welding Receptacles, Conduits, Portable emergency Lantern with sealed maintenance free lead acid battery, Cables, Wires, Poles, Earthing wires, etc. (Lighting fixture : Unit rate of installation of Lighting fixtures shall be applicable for the quantity supplied, complete with all the components required for installation e.g. support clamp, lamps, ballast, starter, igniter, terminal blocks, brackets, cable glands and lugs, threaded rods, anchor, clamps & connectors, Strut channels, Spring washers, Nuts, GSS H U Bolts, conduit Hanging clamps, Straight clamps, Z-Purling clamp, S-Hooks etc of required sizes.) All high bay fixtures will have vibration damper.', 'H', 'Street lighting Pole'] | 2 ¦ Street lighting Single arm Swaged tubular galvanized steel pole (9 mtr. above ground) including foundation along with necessary pipe-reducer / fixing-bracket for fixing the Luminaire, weather proof junction box with fixing brackets, 3mtr. long 40mm dia MS rod, 25x3mm GI flat, DP 6A MCB, 1.5Sq.mm FRLS Copper wire, 2nos. 2 mtr. long 50mm dia GI Pipe for cable entry, Base plate, Foundation Bolts, nuts etc. with 150W LED Street lighting fixture IP-65 FRP junction box shall be provided with necessary terminal suitable for termination of 2nos. of 4Cx35Sq.mm Al. Armoured. Cable. | street lighting pole |  | height above ground: 9 mtr, ms rod length: 3 mtr, ms rod diameter: 40 mm, gi pipe length: 2 mtr, gi pipe diameter: 50 mm | type: single arm swaged tubular, material: galvanized steel, includes: foundation, pipe-reducer, fixing-bracket, weather proof junction box, fixing brackets, 25x3mm gi (galvanized iron) flat, dp (double pole) 6a mcb (miniature circuit breaker), 1.5sq.mm frls (flame retardant low smoke) copper wire, base plate, foundation bolts, nuts, 150w led street lighting fixture, ip-65 (ingress protection 65), frp (fiber reinforced plastic) junction box, suitable for termination of 2nos. of 4cx35sq.mm al. (aluminum) armoured cable | 300 | Nos
['LED based Illumination System (Indoor & Outdoor) complete with LED Lighting fixtures, Lighting Panels, Lighting Poles, Switch boxes, single phase Receptacles, three phase welding Receptacles, Conduits, Portable emergency Lantern with sealed maintenance free lead acid battery, Cables, Wires, Poles, Earthing wires, etc. (Lighting fixture : Unit rate of installation of Lighting fixtures shall be applicable for the quantity supplied, complete with all the components required for installation e.g. support clamp, lamps, ballast, starter, igniter, terminal blocks, brackets, cable glands and lugs, threaded rods, anchor, clamps & connectors, Strut channels, Spring washers, Nuts, GSS H U Bolts, conduit Hanging clamps, Straight clamps, Z-Purling clamp, S-Hooks etc of required sizes.) All high bay fixtures will have vibration damper.', 'H', 'Street lighting Pole'] | 3 ¦ Half pole, bracket, CRCA junction box of IP 55 with loop in loop out facility & accessories for periphery lighting (with 70 W LED Medium Bay Lamp) | half pole |  |  | includes: bracket, crca (cold rolled close annealed) junction box, ip 55 (ingress protection 55), loop in loop out facility, accessories for periphery lighting, 70 w led medium bay lamp | 50 | Nos
['LED based Illumination System (Indoor & Outdoor) complete with LED Lighting fixtures, Lighting Panels, Lighting Poles, Switch boxes, single phase Receptacles, three phase welding Receptacles, Conduits, Portable emergency Lantern with sealed maintenance free lead acid battery, Cables, Wires, Poles, Earthing wires, etc. (Lighting fixture : Unit rate of installation of Lighting fixtures shall be applicable for the quantity supplied, complete with all the components required for installation e.g. support clamp, lamps, ballast, starter, igniter, terminal blocks, brackets, cable glands and lugs, threaded rods, anchor, clamps & connectors, Strut channels, Spring washers, Nuts, GSS H U Bolts, conduit Hanging clamps, Straight clamps, Z-Purling clamp, S-Hooks etc of required sizes.) All high bay fixtures will have vibration damper.', 'H', 'Street lighting Pole'] | 4 ¦ J-Type Pole 3 Meter GI Type with Junction box ¦ nan | j-type pole |  | height: 3 meter | material: gi (galvanized iron), includes: junction box | 30 | Nos
['LED based Illumination System (Indoor & Outdoor) complete with LED Lighting fixtures, Lighting Panels, Lighting Poles, Switch boxes, single phase Receptacles, three phase welding Receptacles, Conduits, Portable emergency Lantern with sealed maintenance free lead acid battery, Cables, Wires, Poles, Earthing wires, etc. (Lighting fixture : Unit rate of installation of Lighting fixtures shall be applicable for the quantity supplied, complete with all the components required for installation e.g. support clamp, lamps, ballast, starter, igniter, terminal blocks, brackets, cable glands and lugs, threaded rods, anchor, clamps & connectors, Strut channels, Spring washers, Nuts, GSS H U Bolts, conduit Hanging clamps, Straight clamps, Z-Purling clamp, S-Hooks etc of required sizes.) All high bay fixtures will have vibration damper.', 'H', 'Street lighting Pole'] | 5 ¦ J-Type Pole 2 Meter GI Type with Junction box ¦ nan | j-type pole |  | height: 2 meter | material: gi (galvanized iron), includes: junction box | 40 | Nos
['LED based Illumination System (Indoor & Outdoor) complete with LED Lighting fixtures, Lighting Panels, Lighting Poles, Switch boxes, single phase Receptacles, three phase welding Receptacles, Conduits, Portable emergency Lantern with sealed maintenance free lead acid battery, Cables, Wires, Poles, Earthing wires, etc. (Lighting fixture : Unit rate of installation of Lighting fixtures shall be applicable for the quantity supplied, complete with all the components required for installation e.g. support clamp, lamps, ballast, starter, igniter, terminal blocks, brackets, cable glands and lugs, threaded rods, anchor, clamps & connectors, Strut channels, Spring washers, Nuts, GSS H U Bolts, conduit Hanging clamps, Straight clamps, Z-Purling clamp, S-Hooks etc of required sizes.) All high bay fixtures will have vibration damper.', 'I', 'High Mast'] | 1 ¦ 20 M High Mast hot dip galvanized Raising/Lowering type Lighting mast having galvanized lantern carriage arrangement, integral power tool, 24 nos 200W LED light, Aviation obstruction light 2 nos, lightning protection, earthing, wire, civil foundation works and Feeder pillar, control panel with raise/ lower mechanism.Control panel housing suitable control circuit for the operation of the mast, precision timer for automatic On/Off control ¦ nan | high mast lighting mast |  | height: 20 m | material: hot dip galvanized, type: raising/lowering, includes: galvanized lantern carriage arrangement, integral power tool, 24 nos 200w led light, aviation obstruction light 2 nos, lightning protection, earthing, wire, civil foundation works, feeder pillar, control panel with raise/lower mechanism, control panel housing suitable control circuit, precision timer for automatic on/off control | 10 | Nos
['LED based Illumination System (Indoor & Outdoor) complete with LED Lighting fixtures, Lighting Panels, Lighting Poles, Switch boxes, single phase Receptacles, three phase welding Receptacles, Conduits, Portable emergency Lantern with sealed maintenance free lead acid battery, Cables, Wires, Poles, Earthing wires, etc. (Lighting fixture : Unit rate of installation of Lighting fixtures shall be applicable for the quantity supplied, complete with all the components required for installation e.g. support clamp, lamps, ballast, starter, igniter, terminal blocks, brackets, cable glands and lugs, threaded rods, anchor, clamps & connectors, Strut channels, Spring washers, Nuts, GSS H U Bolts, conduit Hanging clamps, Straight clamps, Z-Purling clamp, S-Hooks etc of required sizes.) All high bay fixtures will have vibration damper.', 'J', 'Lighting Panels & Receptacles Panels'] | 1 ¦ Lighting Panel: (Type - LP-A) ¦ Double door type RAL 7032 paint shade, wall mounted suitable for flush mounting, bottom cable entry, suitable for pad locking arrangement with following with 415 V AC , 3ph, 4W bus & one 63 A 4P MCB as incomer and 18 nos 20A, 240V Double Pole RCBO 30ma as outgoing in sheet steel enclosure. LP shall have degree of protection of IP 55 | lighting panel |  |  | type: double door, paint shade: ral 7032, mounting: wall mounted, suitable for flush mounting, cable entry: bottom, pad locking arrangement: suitable, voltage: 415 v ac (alternating current), phases: 3ph (three phase), bus: 4w (four wire), incomer: one 63 a 4p mcb (miniature circuit breaker), outgoing: 18 nos 20a 240v double pole rcbo (residual current circuit breaker with overcurrent protection) 30ma, enclosure: sheet steel, degree of protection: ip 55 | 32 | Nos
['LED based Illumination System (Indoor & Outdoor) complete with LED Lighting fixtures, Lighting Panels, Lighting Poles, Switch boxes, single phase Receptacles, three phase welding Receptacles, Conduits, Portable emergency Lantern with sealed maintenance free lead acid battery, Cables, Wires, Poles, Earthing wires, etc. (Lighting fixture : Unit rate of installation of Lighting fixtures shall be applicable for the quantity supplied, complete with all the components required for installation e.g. support clamp, lamps, ballast, starter, igniter, terminal blocks, brackets, cable glands and lugs, threaded rods, anchor, clamps & connectors, Strut channels, Spring washers, Nuts, GSS H U Bolts, conduit Hanging clamps, Straight clamps, Z-Purling clamp, S-Hooks etc of required sizes.) All high bay fixtures will have vibration damper.', 'J', 'Lighting Panels & Receptacles Panels'] | 2 ¦ Lighting SDB - (Type - LP-C) ¦ Lighting SDB having Incoming : 16 A DPRCBO and Outgoing : 6 A DP MCB (6Nos | lighting sdb |  |  | incoming: 16 a dprcbo (double pole residual current circuit breaker with overcurrent protection), outgoing: 6 a dp mcb (double pole miniature circuit breaker) (6 nos) | 10 | Nos
['LED based Illumination System (Indoor & Outdoor) complete with LED Lighting fixtures, Lighting Panels, Lighting Poles, Switch boxes, single phase Receptacles, three phase welding Receptacles, Conduits, Portable emergency Lantern with sealed maintenance free lead acid battery, Cables, Wires, Poles, Earthing wires, etc. (Lighting fixture : Unit rate of installation of Lighting fixtures shall be applicable for the quantity supplied, complete with all the components required for installation e.g. support clamp, lamps, ballast, starter, igniter, terminal blocks, brackets, cable glands and lugs, threaded rods, anchor, clamps & connectors, Strut channels, Spring washers, Nuts, GSS H U Bolts, conduit Hanging clamps, Straight clamps, Z-Purling clamp, S-Hooks etc of required sizes.) All high bay fixtures will have vibration damper.', 'J', 'Lighting Panels & Receptacles Panels'] | 3 ¦ Street Lighting panel - (Type - LP-F) ¦ Street Lighting panel with 415 V AC , 3ph, 4W bus & one 63A 4P MCB Isolator, 63A TP Contactor , Synchronous timer, Auto/Manual selector switch, photo electric switch, by pass switch for timer/ photo switch, push buttons, indicating lamps, at incomer and 20A, 6 nos. 415V AC 4P RCBO as outgoing feeder in sheet steel enclosure. Light sensor shall be enclosed in separate weather proof enclosure. LP shall have dgree of protection of IP 55 | street lighting panel |  |  | voltage: 415 v ac (alternating current), phases: 3ph (three phase), bus: 4w (four wire), incomer: one 63a 4p mcb (miniature circuit breaker) isolator, 63a tp (triple pole) contactor, synchronous timer, auto/manual selector switch, photo electric switch, by pass switch for timer/photo switch, push buttons, indicating lamps, outgoing: 20a 6 nos. 415v ac 4p rcbo (residual current circuit breaker with overcurrent protection), enclosure: sheet steel, light sensor: enclosed in separate weather proof enclosure, degree of protection: ip 55 | 40 | Nos
['LED based Illumination System (Indoor & Outdoor) complete with LED Lighting fixtures, Lighting Panels, Lighting Poles, Switch boxes, single phase Receptacles, three phase welding Receptacles, Conduits, Portable emergency Lantern with sealed maintenance free lead acid battery, Cables, Wires, Poles, Earthing wires, etc. (Lighting fixture : Unit rate of installation of Lighting fixtures shall be applicable for the quantity supplied, complete with all the components required for installation e.g. support clamp, lamps, ballast, starter, igniter, terminal blocks, brackets, cable glands and lugs, threaded rods, anchor, clamps & connectors, Strut channels, Spring washers, Nuts, GSS H U Bolts, conduit Hanging clamps, Straight clamps, Z-Purling clamp, S-Hooks etc of required sizes.) All high bay fixtures will have vibration damper.', 'J', 'Lighting Panels & Receptacles Panels'] | 4 ¦ Street Lighting panel - (Type - LP-G) ¦ Street Lighting panel with 415 V AC , 3ph, 4W bus & one 63A 4P MCB, 63A TP Contactor , Synchronous timer, Auto/Manual selector switch, photo electric switch, by pass switch for timer/ photo switch, push buttons, indicating lamps, at incomer and 20A, 6 nos. 240V AC (DP type) RCBO as outgoing feeder in sheet steel enclosure. Light sensor shall be enclosed in separate weather proof enclosure. LP shall have dgree of protection of IP 55 | street lighting panel |  |  | voltage: 415 v ac (alternating current), phases: 3ph (three phase), bus: 4w (four wire), incomer: one 63a 4p mcb (miniature circuit breaker), 63a tp (triple pole) contactor, synchronous timer, auto/manual selector switch, photo electric switch, by pass switch for timer/photo switch, push buttons, indicating lamps, outgoing: 20a 6 nos. 240v ac (dp (double pole) type) rcbo (residual current circuit breaker with overcurrent protection), enclosure: sheet steel, light sensor: enclosed in separate weather proof enclosure, degree of protection: ip 55 | 20 | Nos
['LED based Illumination System (Indoor & Outdoor) complete with LED Lighting fixtures, Lighting Panels, Lighting Poles, Switch boxes, single phase Receptacles, three phase welding Receptacles, Conduits, Portable emergency Lantern with sealed maintenance free lead acid battery, Cables, Wires, Poles, Earthing wires, etc. (Lighting fixture : Unit rate of installation of Lighting fixtures shall be applicable for the quantity supplied, complete with all the components required for installation e.g. support clamp, lamps, ballast, starter, igniter, terminal blocks, brackets, cable glands and lugs, threaded rods, anchor, clamps & connectors, Strut channels, Spring washers, Nuts, GSS H U Bolts, conduit Hanging clamps, Straight clamps, Z-Purling clamp, S-Hooks etc of required sizes.) All high bay fixtures will have vibration damper.', 'J', 'Lighting Panels & Receptacles Panels'] | 5 ¦ Receptacle panel - (Type - RP-A) ¦ Receptacle panel with 415 V AC , 3ph, 4W bus & 63 A RCBO 100 mA as incomer and 20A, 12 nos. DP MCB as outgoing in sheet steel enclosure. RP shall have dgree of protection of IP 55 | receptacle panel |  |  | voltage: 415 v ac (alternating current), phases: 3ph (three phase), bus: 4w (four wire), incomer: 63 a rcbo (residual current circuit breaker with overcurrent protection) 100 ma, outgoing: 20a 12 nos. dp (double pole) mcb (miniature circuit breaker), enclosure: sheet steel, degree of protection: ip 55 | 8 | Nos
['LED based Illumination System (Indoor & Outdoor) complete with LED Lighting fixtures, Lighting Panels, Lighting Poles, Switch boxes, single phase Receptacles, three phase welding Receptacles, Conduits, Portable emergency Lantern with sealed maintenance free lead acid battery, Cables, Wires, Poles, Earthing wires, etc. (Lighting fixture : Unit rate of installation of Lighting fixtures shall be applicable for the quantity supplied, complete with all the components required for installation e.g. support clamp, lamps, ballast, starter, igniter, terminal blocks, brackets, cable glands and lugs, threaded rods, anchor, clamps & connectors, Strut channels, Spring washers, Nuts, GSS H U Bolts, conduit Hanging clamps, Straight clamps, Z-Purling clamp, S-Hooks etc of required sizes.) All high bay fixtures will have vibration damper.', 'J', 'Lighting Panels & Receptacles Panels'] | 6 ¦ Receptacle panel - (Type - RP-B) ¦ Receptacle panel with 415 V AC , 3ph, 4W bus & One 63A TPN 30 mA RCBO isolator incomer and 20 A, 12 nos. 240V AC SP MCB as outgoing in sheet steel enclosure. RP shall have dgree of protection of IP 55 | receptacle panel |  |  | voltage: 415 v ac (alternating current), phases: 3ph (three phase), bus: 4w (four wire), incomer: one 63a tpn (triple pole and neutral) 30 ma rcbo (residual current circuit breaker with overcurrent protection) isolator, outgoing: 20 a 12 nos. 240v ac sp (single pole) mcb (miniature circuit breaker), enclosure: sheet steel, degree of protection: ip 55 | 6 | Nos
['LED based Illumination System (Indoor & Outdoor) complete with LED Lighting fixtures, Lighting Panels, Lighting Poles, Switch boxes, single phase Receptacles, three phase welding Receptacles, Conduits, Portable emergency Lantern with sealed maintenance free lead acid battery, Cables, Wires, Poles, Earthing wires, etc. (Lighting fixture : Unit rate of installation of Lighting fixtures shall be applicable for the quantity supplied, complete with all the components required for installation e.g. support clamp, lamps, ballast, starter, igniter, terminal blocks, brackets, cable glands and lugs, threaded rods, anchor, clamps & connectors, Strut channels, Spring washers, Nuts, GSS H U Bolts, conduit Hanging clamps, Straight clamps, Z-Purling clamp, S-Hooks etc of required sizes.) All high bay fixtures will have vibration damper.', 'J', 'Lighting Panels & Receptacles Panels'] | 7 ¦ Receptacle panel - (Type - RP-C) ¦ Receptacle panel with 415 V AC , 3ph, 4W bus & One 63A TPN 30mA RCBO isolator incomer and 20 A, 6 nos. 240V AC SP MCB as outgoing in sheet steel enclosure. RP shall have degree of protection of IP 55 | receptacle panel |  |  | voltage: 415 v ac (alternating current), phases: 3ph (three phase), bus: 4w (four wire), incomer: one 63a tpn (triple pole and neutral) 30ma rcbo (residual current circuit breaker with overcurrent protection) isolator, outgoing: 20 a 6 nos. 240v ac sp (single pole) mcb (miniature circuit breaker), enclosure: sheet steel, degree of protection: ip 55 | 4 | Nos
['LED based Illumination System (Indoor & Outdoor) complete with LED Lighting fixtures, Lighting Panels, Lighting Poles, Switch boxes, single phase Receptacles, three phase welding Receptacles, Conduits, Portable emergency Lantern with sealed maintenance free lead acid battery, Cables, Wires, Poles, Earthing wires, etc. (Lighting fixture : Unit rate of installation of Lighting fixtures shall be applicable for the quantity supplied, complete with all the components required for installation e.g. support clamp, lamps, ballast, starter, igniter, terminal blocks, brackets, cable glands and lugs, threaded rods, anchor, clamps & connectors, Strut channels, Spring washers, Nuts, GSS H U Bolts, conduit Hanging clamps, Straight clamps, Z-Purling clamp, S-Hooks etc of required sizes.) All high bay fixtures will have vibration damper.', 'K', 'Supply and installation of following sizes of galvanized steel conduits from lighting panels to lighting fixtures/switchboards/ single phase receptacles including necessary fittings (bends, circular boxes, adaptor, coupler etc) , clamps, saddles & hardwares .'] | 1 ¦ 20mm dia galvanized steel conduits ¦ Thickness - 1.6mm | galvanized steel conduit |  | diameter: 20mm, thickness: 1.6mm | material: galvanized steel | 600 | Mtrs
['LED based Illumination System (Indoor & Outdoor) complete with LED Lighting fixtures, Lighting Panels, Lighting Poles, Switch boxes, single phase Receptacles, three phase welding Receptacles, Conduits, Portable emergency Lantern with sealed maintenance free lead acid battery, Cables, Wires, Poles, Earthing wires, etc. (Lighting fixture : Unit rate of installation of Lighting fixtures shall be applicable for the quantity supplied, complete with all the components required for installation e.g. support clamp, lamps, ballast, starter, igniter, terminal blocks, brackets, cable glands and lugs, threaded rods, anchor, clamps & connectors, Strut channels, Spring washers, Nuts, GSS H U Bolts, conduit Hanging clamps, Straight clamps, Z-Purling clamp, S-Hooks etc of required sizes.) All high bay fixtures will have vibration damper.', 'K', 'Supply and installation of following sizes of galvanized steel conduits from lighting panels to lighting fixtures/switchboards/ single phase receptacles including necessary fittings (bends, circular boxes, adaptor, coupler etc) , clamps, saddles & hardwares .'] | 2 ¦ 25mm dia galvanized steel conduits ¦ Thickness - 1.6mm | galvanized steel conduit |  | diameter: 25mm, thickness: 1.6mm | material: galvanized steel | 12000 | Mtrs
['LED based Illumination System (Indoor & Outdoor) complete with LED Lighting fixtures, Lighting Panels, Lighting Poles, Switch boxes, single phase Receptacles, three phase welding Receptacles, Conduits, Portable emergency Lantern with sealed maintenance free lead acid battery, Cables, Wires, Poles, Earthing wires, etc. (Lighting fixture : Unit rate of installation of Lighting fixtures shall be applicable for the quantity supplied, complete with all the components required for installation e.g. support clamp, lamps, ballast, starter, igniter, terminal blocks, brackets, cable glands and lugs, threaded rods, anchor, clamps & connectors, Strut channels, Spring washers, Nuts, GSS H U Bolts, conduit Hanging clamps, Straight clamps, Z-Purling clamp, S-Hooks etc of required sizes.) All high bay fixtures will have vibration damper.', 'K', 'Supply and installation of following sizes of galvanized steel conduits from lighting panels to lighting fixtures/switchboards/ single phase receptacles including necessary fittings (bends, circular boxes, adaptor, coupler etc) , clamps, saddles & hardwares .'] | 3 ¦ 40mm dia galvanized steel conduits ¦ Thickness - 2mm | galvanized steel conduit |  | diameter: 40mm, thickness: 2mm | material: galvanized steel | 3000 | Mtrs
['LED based Illumination System (Indoor & Outdoor) complete with LED Lighting fixtures, Lighting Panels, Lighting Poles, Switch boxes, single phase Receptacles, three phase welding Receptacles, Conduits, Portable emergency Lantern with sealed maintenance free lead acid battery, Cables, Wires, Poles, Earthing wires, etc. (Lighting fixture : Unit rate of installation of Lighting fixtures shall be applicable for the quantity supplied, complete with all the components required for installation e.g. support clamp, lamps, ballast, starter, igniter, terminal blocks, brackets, cable glands and lugs, threaded rods, anchor, clamps & connectors, Strut channels, Spring washers, Nuts, GSS H U Bolts, conduit Hanging clamps, Straight clamps, Z-Purling clamp, S-Hooks etc of required sizes.) All high bay fixtures will have vibration damper.', 'A', 'Lighting Fixtures'] | 4 ¦ 20 mm DIA flexible steel conduits ¦ Thickness - 1.6mm | flexible steel conduit |  | diameter: 20 mm, thickness: 1.6mm | material: steel, type: flexible | 200 | Mtrs
['LED based Illumination System (Indoor & Outdoor) complete with LED Lighting fixtures, Lighting Panels, Lighting Poles, Switch boxes, single phase Receptacles, three phase welding Receptacles, Conduits, Portable emergency Lantern with sealed maintenance free lead acid battery, Cables, Wires, Poles, Earthing wires, etc. (Lighting fixture : Unit rate of installation of Lighting fixtures shall be applicable for the quantity supplied, complete with all the components required for installation e.g. support clamp, lamps, ballast, starter, igniter, terminal blocks, brackets, cable glands and lugs, threaded rods, anchor, clamps & connectors, Strut channels, Spring washers, Nuts, GSS H U Bolts, conduit Hanging clamps, Straight clamps, Z-Purling clamp, S-Hooks etc of required sizes.) All high bay fixtures will have vibration damper.', 'A', 'Lighting Fixtures'] | 5 ¦ 25 mm DIA flexible steel conduits ¦ Thickness - 1.6mm | flexible steel conduit |  | diameter: 25 mm, thickness: 1.6mm | material: steel, type: flexible | 800 | Mtrs
['LED based Illumination System (Indoor & Outdoor) complete with LED Lighting fixtures, Lighting Panels, Lighting Poles, Switch boxes, single phase Receptacles, three phase welding Receptacles, Conduits, Portable emergency Lantern with sealed maintenance free lead acid battery, Cables, Wires, Poles, Earthing wires, etc. (Lighting fixture : Unit rate of installation of Lighting fixtures shall be applicable for the quantity supplied, complete with all the components required for installation e.g. support clamp, lamps, ballast, starter, igniter, terminal blocks, brackets, cable glands and lugs, threaded rods, anchor, clamps & connectors, Strut channels, Spring washers, Nuts, GSS H U Bolts, conduit Hanging clamps, Straight clamps, Z-Purling clamp, S-Hooks etc of required sizes.) All high bay fixtures will have vibration damper.', 'L', 'Flexible PVC Conduit (Colour shall be RAL 9002)'] | 1 ¦ 20 mm Dia flexible PVC conduit including necessary fittings (adapter, nipple etc) and hardwares | flexible pvc conduit |  | diameter: 20 mm | material: pvc, type: flexible, colour: RAL 9002 | 300 | Mtrs
['LED based Illumination System (Indoor & Outdoor) complete with LED Lighting fixtures, Lighting Panels, Lighting Poles, Switch boxes, single phase Receptacles, three phase welding Receptacles, Conduits, Portable emergency Lantern with sealed maintenance free lead acid battery, Cables, Wires, Poles, Earthing wires, etc. (Lighting fixture : Unit rate of installation of Lighting fixtures shall be applicable for the quantity supplied, complete with all the components required for installation e.g. support clamp, lamps, ballast, starter, igniter, terminal blocks, brackets, cable glands and lugs, threaded rods, anchor, clamps & connectors, Strut channels, Spring washers, Nuts, GSS H U Bolts, conduit Hanging clamps, Straight clamps, Z-Purling clamp, S-Hooks etc of required sizes.) All high bay fixtures will have vibration damper.', 'L', 'Flexible PVC Conduit (Colour shall be RAL 9002)'] | 2 ¦ 40 mm Dia flexible PVC conduit including necessary fittings (adapter, nipple etc) and hardwares | flexible pvc conduit |  | diameter: 40 mm | material: pvc, type: flexible, colour: RAL 9002 | 300 | Mtrs
['LED based Illumination System (Indoor & Outdoor) complete with LED Lighting fixtures, Lighting Panels, Lighting Poles, Switch boxes, single phase Receptacles, three phase welding Receptacles, Conduits, Portable emergency Lantern with sealed maintenance free lead acid battery, Cables, Wires, Poles, Earthing wires, etc. (Lighting fixture : Unit rate of installation of Lighting fixtures shall be applicable for the quantity supplied, complete with all the components required for installation e.g. support clamp, lamps, ballast, starter, igniter, terminal blocks, brackets, cable glands and lugs, threaded rods, anchor, clamps & connectors, Strut channels, Spring washers, Nuts, GSS H U Bolts, conduit Hanging clamps, Straight clamps, Z-Purling clamp, S-Hooks etc of required sizes.) All high bay fixtures will have vibration damper.', 'M', 'SUB MAINS / CIRCUIT MAINS'] | 2 ¦ FRLS, 2 runs of 4 sq.mm copper wire + 1 run of 2.5 sq.mm copper wire with 25mm dia. PVC, conduit (From DB TO 20A socket/6+16A Socket) | frls copper wire with pvc conduit |  | wire: 2 runs of 4 sq.mm, wire: 1 run of 2.5 sq.mm, conduit diameter: 25mm | type: frls(fire retardant low smoke), material: copper, conduit material: pvc, standard: IS 9537:3, voltage: 1100 V grade, approval: ISI(indian standards) and FIA(fire insurance approval) | 1200 | Rmt
['LED based Illumination System (Indoor & Outdoor) complete with LED Lighting fixtures, Lighting Panels, Lighting Poles, Switch boxes, single phase Receptacles, three phase welding Receptacles, Conduits, Portable emergency Lantern with sealed maintenance free lead acid battery, Cables, Wires, Poles, Earthing wires, etc. (Lighting fixture : Unit rate of installation of Lighting fixtures shall be applicable for the quantity supplied, complete with all the components required for installation e.g. support clamp, lamps, ballast, starter, igniter, terminal blocks, brackets, cable glands and lugs, threaded rods, anchor, clamps & connectors, Strut channels, Spring washers, Nuts, GSS H U Bolts, conduit Hanging clamps, Straight clamps, Z-Purling clamp, S-Hooks etc of required sizes.) All high bay fixtures will have vibration damper.', 'M', 'SUB MAINS / CIRCUIT MAINS'] | 3 ¦ FRLS, 2 runs of 2.5 sq.mm copper wire + 1 run of 1.5 sq.mm copper wire with 25mm dia. PVC, conduit (From DB to Switch Board/ 6A Power Socket, Switchboard to Switchboard) | frls copper wire with pvc conduit |  | wire: 2 runs of 2.5 sq.mm, wire: 1 run of 1.5 sq.mm, conduit diameter: 25mm | type: frls(fire retardant low smoke), material: copper, conduit material: pvc, standard: IS 9537:3, voltage: 1100 V grade, approval: ISI(indian standards) and FIA(fire insurance approval) | 1400 | Rmt
['LED based Illumination System (Indoor & Outdoor) complete with LED Lighting fixtures, Lighting Panels, Lighting Poles, Switch boxes, single phase Receptacles, three phase welding Receptacles, Conduits, Portable emergency Lantern with sealed maintenance free lead acid battery, Cables, Wires, Poles, Earthing wires, etc. (Lighting fixture : Unit rate of installation of Lighting fixtures shall be applicable for the quantity supplied, complete with all the components required for installation e.g. support clamp, lamps, ballast, starter, igniter, terminal blocks, brackets, cable glands and lugs, threaded rods, anchor, clamps & connectors, Strut channels, Spring washers, Nuts, GSS H U Bolts, conduit Hanging clamps, Straight clamps, Z-Purling clamp, S-Hooks etc of required sizes.) All high bay fixtures will have vibration damper.', 'M', 'SUB MAINS / CIRCUIT MAINS'] | 4 ¦ FRLS, 2 runs of 1.5 sq.mm copper wire + 1 run of 1.5 sq.mm copper wire with 20mm dia. PVC, conduit | frls copper wire with pvc conduit |  | wire: 2 runs of 1.5 sq.mm, wire: 1 run of 1.5 sq.mm, conduit diameter: 20mm | type: frls(fire retardant low smoke), material: copper, conduit material: pvc, standard: IS 9537:3, voltage: 1100 V grade, approval: ISI(indian standards) and FIA(fire insurance approval) | 1200 | Rmt
['LED based Illumination System (Indoor & Outdoor) complete with LED Lighting fixtures, Lighting Panels, Lighting Poles, Switch boxes, single phase Receptacles, three phase welding Receptacles, Conduits, Portable emergency Lantern with sealed maintenance free lead acid battery, Cables, Wires, Poles, Earthing wires, etc. (Lighting fixture : Unit rate of installation of Lighting fixtures shall be applicable for the quantity supplied, complete with all the components required for installation e.g. support clamp, lamps, ballast, starter, igniter, terminal blocks, brackets, cable glands and lugs, threaded rods, anchor, clamps & connectors, Strut channels, Spring washers, Nuts, GSS H U Bolts, conduit Hanging clamps, Straight clamps, Z-Purling clamp, S-Hooks etc of required sizes.) All high bay fixtures will have vibration damper.', 'N', 'Point wiring cum submain / circuit wiring'] | 1 ¦ Single light point controlled by a 1no 6A switch : | single light point wiring |  |  | switch: 1no 6A, wire: 2 x 1.5 sq.mm pvc insulated 1100 V grade frls(fire retardant low smoke) copper conductor, earth wire: 1 x 1.5 sq.mm pvc insulated, conduit: 20 mm diameter rigid pvc conduit of medium guage, standard: IS 9537:3, approval: ISI(indian standards) and FIA(fire insurance approval), height of ceiling: 4.5 to 4.8 meters, feature: separate neutral for each circuit, feature: flexible pvc conduit wherever required, feature: inclusive of moduler switches, switch boxes, back box, connectors, junction box, ceiling rose, terminations | 100 | Nos
['LED based Illumination System (Indoor & Outdoor) complete with LED Lighting fixtures, Lighting Panels, Lighting Poles, Switch boxes, single phase Receptacles, three phase welding Receptacles, Conduits, Portable emergency Lantern with sealed maintenance free lead acid battery, Cables, Wires, Poles, Earthing wires, etc. (Lighting fixture : Unit rate of installation of Lighting fixtures shall be applicable for the quantity supplied, complete with all the components required for installation e.g. support clamp, lamps, ballast, starter, igniter, terminal blocks, brackets, cable glands and lugs, threaded rods, anchor, clamps & connectors, Strut channels, Spring washers, Nuts, GSS H U Bolts, conduit Hanging clamps, Straight clamps, Z-Purling clamp, S-Hooks etc of required sizes.) All high bay fixtures will have vibration damper.', 'N', 'Point wiring cum submain / circuit wiring'] | 2 ¦ Two light point controlled by a 1no 6A switch : | two light point wiring |  |  | switch: 1no 6A, wire: 2 x 1.5 sq.mm pvc insulated 1100 V grade frls(fire retardant low smoke) copper conductor, earth wire: 1 x 1.5 sq.mm pvc insulated, conduit: 20 mm diameter rigid pvc conduit of medium guage, standard: IS 9537:3, approval: ISI(indian standards) and FIA(fire insurance approval), height of ceiling: 4.5 to 4.8 meters, feature: separate neutral for each circuit, feature: flexible pvc conduit wherever required, feature: inclusive of moduler switches, switch boxes, back box, connectors, junction box, ceiling rose, terminations | 140 | Nos
['LED based Illumination System (Indoor & Outdoor) complete with LED Lighting fixtures, Lighting Panels, Lighting Poles, Switch boxes, single phase Receptacles, three phase welding Receptacles, Conduits, Portable emergency Lantern with sealed maintenance free lead acid battery, Cables, Wires, Poles, Earthing wires, etc. (Lighting fixture : Unit rate of installation of Lighting fixtures shall be applicable for the quantity supplied, complete with all the components required for installation e.g. support clamp, lamps, ballast, starter, igniter, terminal blocks, brackets, cable glands and lugs, threaded rods, anchor, clamps & connectors, Strut channels, Spring washers, Nuts, GSS H U Bolts, conduit Hanging clamps, Straight clamps, Z-Purling clamp, S-Hooks etc of required sizes.) All high bay fixtures will have vibration damper.', 'N', 'Point wiring cum submain / circuit wiring'] | 3 ¦ Three light point controlled by a 1no 6A switch): | three light point wiring |  |  | switch: 1no 6A, wire: 2 x 1.5 sq.mm pvc insulated 1100 V grade frls(fire retardant low smoke) copper conductor, earth wire: 1 x 1.5 sq.mm pvc insulated, conduit: 20 mm diameter rigid pvc conduit of medium guage, standard: IS 9537:3, approval: ISI(indian standards) and FIA(fire insurance approval), height of ceiling: 4.5 to 4.8 meters, feature: separate neutral for each circuit, feature: flexible pvc conduit wherever required, feature: inclusive of moduler switches, switch boxes, back box, connectors, junction box, ceiling rose, terminations | 150 | Nos
['LED based Illumination System (Indoor & Outdoor) complete with LED Lighting fixtures, Lighting Panels, Lighting Poles, Switch boxes, single phase Receptacles, three phase welding Receptacles, Conduits, Portable emergency Lantern with sealed maintenance free lead acid battery, Cables, Wires, Poles, Earthing wires, etc. (Lighting fixture : Unit rate of installation of Lighting fixtures shall be applicable for the quantity supplied, complete with all the components required for installation e.g. support clamp, lamps, ballast, starter, igniter, terminal blocks, brackets, cable glands and lugs, threaded rods, anchor, clamps & connectors, Strut channels, Spring washers, Nuts, GSS H U Bolts, conduit Hanging clamps, Straight clamps, Z-Purling clamp, S-Hooks etc of required sizes.) All high bay fixtures will have vibration damper.', 'N', 'Point wiring cum submain / circuit wiring'] | 4 ¦ Four light points controlled by 1 Nos of 6A switches : | four light point wiring |  |  | switch: 1no 6A, wire: 2 x 1.5 sq.mm pvc insulated 1100 V grade frls(fire retardant low smoke) copper conductor, earth wire: 1 x 1.5 sq.mm pvc insulated, conduit: 20 mm diameter rigid pvc conduit of medium guage, standard: IS 9537:3, approval: ISI(indian standards) and FIA(fire insurance approval), height of ceiling: 4.5 to 4.8 meters, feature: separate neutral for each circuit, feature: flexible pvc conduit wherever required, feature: inclusive of moduler switches, switch boxes, back box, connectors, junction box, ceiling rose, terminations | 120 | Nos
['LED based Illumination System (Indoor & Outdoor) complete with LED Lighting fixtures, Lighting Panels, Lighting Poles, Switch boxes, single phase Receptacles, three phase welding Receptacles, Conduits, Portable emergency Lantern with sealed maintenance free lead acid battery, Cables, Wires, Poles, Earthing wires, etc. (Lighting fixture : Unit rate of installation of Lighting fixtures shall be applicable for the quantity supplied, complete with all the components required for installation e.g. support clamp, lamps, ballast, starter, igniter, terminal blocks, brackets, cable glands and lugs, threaded rods, anchor, clamps & connectors, Strut channels, Spring washers, Nuts, GSS H U Bolts, conduit Hanging clamps, Straight clamps, Z-Purling clamp, S-Hooks etc of required sizes.) All high bay fixtures will have vibration damper.', 'N', 'Point wiring cum submain / circuit wiring'] | 5 ¦ Five light points controlled by 1 Nos of 6A switches : | five light point wiring |  |  | switch: 1no 6A, wire: 2 x 1.5 sq.mm pvc insulated 1100 V grade frls(fire retardant low smoke) copper conductor, earth wire: 1 x 1.5 sq.mm pvc insulated, conduit: 20 mm diameter rigid pvc conduit of medium guage, standard: IS 9537:3, approval: ISI(indian standards) and FIA(fire insurance approval), height of ceiling: 4.5 to 4.8 meters, feature: separate neutral for each circuit, feature: flexible pvc conduit wherever required, feature: inclusive of moduler switches, switch boxes, back box, connectors, junction box, ceiling rose, terminations | 24 | Nos
['LED based Illumination System (Indoor & Outdoor) complete with LED Lighting fixtures, Lighting Panels, Lighting Poles, Switch boxes, single phase Receptacles, three phase welding Receptacles, Conduits, Portable emergency Lantern with sealed maintenance free lead acid battery, Cables, Wires, Poles, Earthing wires, etc. (Lighting fixture : Unit rate of installation of Lighting fixtures shall be applicable for the quantity supplied, complete with all the components required for installation e.g. support clamp, lamps, ballast, starter, igniter, terminal blocks, brackets, cable glands and lugs, threaded rods, anchor, clamps & connectors, Strut channels, Spring washers, Nuts, GSS H U Bolts, conduit Hanging clamps, Straight clamps, Z-Purling clamp, S-Hooks etc of required sizes.) All high bay fixtures will have vibration damper.', 'N', 'Point wiring cum submain / circuit wiring'] | 6 ¦ Exhaust fan point with 6A socket provided near fan and controlled by a 6A switch | exhaust fan point wiring |  |  | switch: 6A, socket: 6A near fan, wire: 2 x 1.5 sq.mm pvc insulated 1100 V grade frls(fire retardant low smoke) copper conductor, earth wire: 1 x 1.5 sq.mm pvc insulated, conduit: 20 mm diameter rigid pvc conduit of medium guage, standard: IS 9537:3, approval: ISI(indian standards) and FIA(fire insurance approval), height of ceiling: 4.5 to 4.8 meters, feature: separate neutral for each circuit, feature: flexible pvc conduit wherever required, feature: inclusive of moduler switches, switch boxes, back box, connectors, junction box, ceiling rose, terminations | 60 | Nos
['LED based Illumination System (Indoor & Outdoor) complete with LED Lighting fixtures, Lighting Panels, Lighting Poles, Switch boxes, single phase Receptacles, three phase welding Receptacles, Conduits, Portable emergency Lantern with sealed maintenance free lead acid battery, Cables, Wires, Poles, Earthing wires, etc. (Lighting fixture : Unit rate of installation of Lighting fixtures shall be applicable for the quantity supplied, complete with all the components required for installation e.g. support clamp, lamps, ballast, starter, igniter, terminal blocks, brackets, cable glands and lugs, threaded rods, anchor, clamps & connectors, Strut channels, Spring washers, Nuts, GSS H U Bolts, conduit Hanging clamps, Straight clamps, Z-Purling clamp, S-Hooks etc of required sizes.) All high bay fixtures will have vibration damper.', 'O', 'Following sizes of FRLS XLPE insulated Armoured copper Cable from lighting panels to lighting fixtures/switchboards/ single phase receptacles in conduits including termination at ends using suitable crimping lugs'] | 1 ¦ 1.5 sq.mm 3 Core FRLS XLPE insulated Armoured copper Cable (Outgoing from LP/Looping/earthing) | frls xlpe insulated armoured copper cable |  | core: 3, area: 1.5 sq.mm | type: frls(fire retardant low smoke), insulation: xlpe(cross-linked polyethylene), armouring: yes, material: copper, application: outgoing from LP(looping/earthing) | 2000 | Meter
['LED based Illumination System (Indoor & Outdoor) complete with LED Lighting fixtures, Lighting Panels, Lighting Poles, Switch boxes, single phase Receptacles, three phase welding Receptacles, Conduits, Portable emergency Lantern with sealed maintenance free lead acid battery, Cables, Wires, Poles, Earthing wires, etc. (Lighting fixture : Unit rate of installation of Lighting fixtures shall be applicable for the quantity supplied, complete with all the components required for installation e.g. support clamp, lamps, ballast, starter, igniter, terminal blocks, brackets, cable glands and lugs, threaded rods, anchor, clamps & connectors, Strut channels, Spring washers, Nuts, GSS H U Bolts, conduit Hanging clamps, Straight clamps, Z-Purling clamp, S-Hooks etc of required sizes.) All high bay fixtures will have vibration damper.', 'O', 'Following sizes of FRLS XLPE insulated Armoured copper Cable from lighting panels to lighting fixtures/switchboards/ single phase receptacles in conduits including termination at ends using suitable crimping lugs'] | 2 ¦ 2.5 sq.mm 3 Core Cable FRLS XLPE insulated Armoured copper Cable (Outgoing from LP/Looping) | frls xlpe insulated armoured copper cable |  | core: 3, area: 2.5 sq.mm | type: frls(fire retardant low smoke), insulation: xlpe(cross-linked polyethylene), armouring: yes, material: copper, application: outgoing from LP(looping) | 7000 | Meter
['LED based Illumination System (Indoor & Outdoor) complete with LED Lighting fixtures, Lighting Panels, Lighting Poles, Switch boxes, single phase Receptacles, three phase welding Receptacles, Conduits, Portable emergency Lantern with sealed maintenance free lead acid battery, Cables, Wires, Poles, Earthing wires, etc. (Lighting fixture : Unit rate of installation of Lighting fixtures shall be applicable for the quantity supplied, complete with all the components required for installation e.g. support clamp, lamps, ballast, starter, igniter, terminal blocks, brackets, cable glands and lugs, threaded rods, anchor, clamps & connectors, Strut channels, Spring washers, Nuts, GSS H U Bolts, conduit Hanging clamps, Straight clamps, Z-Purling clamp, S-Hooks etc of required sizes.) All high bay fixtures will have vibration damper.', 'O', 'Following sizes of FRLS XLPE insulated Armoured copper Cable from lighting panels to lighting fixtures/switchboards/ single phase receptacles in conduits including termination at ends using suitable crimping lugs'] | 3 ¦ 4 sq.mm 3 Core. FRLS XLPE insulated Armoured copper Cable (Outgoing from LP/Looping) | frls xlpe insulated armoured copper cable |  | core: 3, area: 4 sq.mm | type: frls(fire retardant low smoke), insulation: xlpe(cross-linked polyethylene), armouring: yes, material: copper, application: outgoing from LP(looping) | 1200 | Meter
['LED based Illumination System (Indoor & Outdoor) complete with LED Lighting fixtures, Lighting Panels, Lighting Poles, Switch boxes, single phase Receptacles, three phase welding Receptacles, Conduits, Portable emergency Lantern with sealed maintenance free lead acid battery, Cables, Wires, Poles, Earthing wires, etc. (Lighting fixture : Unit rate of installation of Lighting fixtures shall be applicable for the quantity supplied, complete with all the components required for installation e.g. support clamp, lamps, ballast, starter, igniter, terminal blocks, brackets, cable glands and lugs, threaded rods, anchor, clamps & connectors, Strut channels, Spring washers, Nuts, GSS H U Bolts, conduit Hanging clamps, Straight clamps, Z-Purling clamp, S-Hooks etc of required sizes.) All high bay fixtures will have vibration damper.', 'P', 'GI type Pre fabricated Cable Tray complete with Coupler Plates, Fasteners, Clamps and Fixing Hardware as required'] | 1 ¦ 100mm wide GI ladder Cable Trays | gi ladder cable tray |  | width: 100mm | material: gi(galvanized iron), type: ladder, feature: pre fabricated, includes: coupler plates, fasteners, clamps, fixing hardware | 300 | Meter
['LED based Illumination System (Indoor & Outdoor) complete with LED Lighting fixtures, Lighting Panels, Lighting Poles, Switch boxes, single phase Receptacles, three phase welding Receptacles, Conduits, Portable emergency Lantern with sealed maintenance free lead acid battery, Cables, Wires, Poles, Earthing wires, etc. (Lighting fixture : Unit rate of installation of Lighting fixtures shall be applicable for the quantity supplied, complete with all the components required for installation e.g. support clamp, lamps, ballast, starter, igniter, terminal blocks, brackets, cable glands and lugs, threaded rods, anchor, clamps & connectors, Strut channels, Spring washers, Nuts, GSS H U Bolts, conduit Hanging clamps, Straight clamps, Z-Purling clamp, S-Hooks etc of required sizes.) All high bay fixtures will have vibration damper.', 'P', 'GI type Pre fabricated Cable Tray complete with Coupler Plates, Fasteners, Clamps and Fixing Hardware as required'] | 2 ¦ 150mm wide GI ladder Cable Trays | gi ladder cable tray |  | width: 150mm | material: gi(galvanized iron), type: ladder, feature: pre fabricated, includes: coupler plates, fasteners, clamps, fixing hardware | 400 | Meter
['LED based Illumination System (Indoor & Outdoor) complete with LED Lighting fixtures, Lighting Panels, Lighting Poles, Switch boxes, single phase Receptacles, three phase welding Receptacles, Conduits, Portable emergency Lantern with sealed maintenance free lead acid battery, Cables, Wires, Poles, Earthing wires, etc. (Lighting fixture : Unit rate of installation of Lighting fixtures shall be applicable for the quantity supplied, complete with all the components required for installation e.g. support clamp, lamps, ballast, starter, igniter, terminal blocks, brackets, cable glands and lugs, threaded rods, anchor, clamps & connectors, Strut channels, Spring washers, Nuts, GSS H U Bolts, conduit Hanging clamps, Straight clamps, Z-Purling clamp, S-Hooks etc of required sizes.) All high bay fixtures will have vibration damper.', 'P', 'GI type Pre fabricated Cable Tray complete with Coupler Plates, Fasteners, Clamps and Fixing Hardware as required'] | 3 ¦ 300mm wide GI ladder Cable Trays | gi ladder cable tray |  | width: 300mm | material: gi(galvanized iron), type: ladder, feature: pre fabricated, includes: coupler plates, fasteners, clamps, fixing hardware | 500 | Meter
['LED based Illumination System (Indoor & Outdoor) complete with LED Lighting fixtures, Lighting Panels, Lighting Poles, Switch boxes, single phase Receptacles, three phase welding Receptacles, Conduits, Portable emergency Lantern with sealed maintenance free lead acid battery, Cables, Wires, Poles, Earthing wires, etc. (Lighting fixture : Unit rate of installation of Lighting fixtures shall be applicable for the quantity supplied, complete with all the components required for installation e.g. support clamp, lamps, ballast, starter, igniter, terminal blocks, brackets, cable glands and lugs, threaded rods, anchor, clamps & connectors, Strut channels, Spring washers, Nuts, GSS H U Bolts, conduit Hanging clamps, Straight clamps, Z-Purling clamp, S-Hooks etc of required sizes.) All high bay fixtures will have vibration damper.', 'Q', 'STRUCTURAL STEEL'] | 1 ¦ Supply, fabrication, erection of MS base frames, supports etc. made out of rolled MS channels, angles, pipes, plates etc. including welding, bolting, riveting, grouting etc. applying one coat of primer and two finished coats of approved epoxy anticorrosive paint . | ms base frame |  |  | material: ms(mild steel), includes: channels, angles, pipes, plates, process: welding, bolting, riveting, grouting, coating: one coat of primer and two finished coats of approved epoxy anticorrosive paint | 10 | MT
['LED based Illumination System (Indoor & Outdoor) complete with LED Lighting fixtures, Lighting Panels, Lighting Poles, Switch boxes, single phase Receptacles, three phase welding Receptacles, Conduits, Portable emergency Lantern with sealed maintenance free lead acid battery, Cables, Wires, Poles, Earthing wires, etc. (Lighting fixture : Unit rate of installation of Lighting fixtures shall be applicable for the quantity supplied, complete with all the components required for installation e.g. support clamp, lamps, ballast, starter, igniter, terminal blocks, brackets, cable glands and lugs, threaded rods, anchor, clamps & connectors, Strut channels, Spring washers, Nuts, GSS H U Bolts, conduit Hanging clamps, Straight clamps, Z-Purling clamp, S-Hooks etc of required sizes.) All high bay fixtures will have vibration damper.', 'A', 'Lighting Fixtures', 'R', 'EARTHING ITEMS'] | 1 ¦ 14 SWG GS Wire | gs wire |  | size: 14 swg |  | 100000 | MTRS.
['LED based Illumination System (Indoor & Outdoor) complete with LED Lighting fixtures, Lighting Panels, Lighting Poles, Switch boxes, single phase Receptacles, three phase welding Receptacles, Conduits, Portable emergency Lantern with sealed maintenance free lead acid battery, Cables, Wires, Poles, Earthing wires, etc. (Lighting fixture : Unit rate of installation of Lighting fixtures shall be applicable for the quantity supplied, complete with all the components required for installation e.g. support clamp, lamps, ballast, starter, igniter, terminal blocks, brackets, cable glands and lugs, threaded rods, anchor, clamps & connectors, Strut channels, Spring washers, Nuts, GSS H U Bolts, conduit Hanging clamps, Straight clamps, Z-Purling clamp, S-Hooks etc of required sizes.) All high bay fixtures will have vibration damper.', 'A', 'Lighting Fixtures', 'R', 'EARTHING ITEMS'] | 2 ¦ 3 M long 40mm dia MS rod | ms rod |  | length: 3 m, diameter: 40 mm |  | 30 | NOS.
['LED based Illumination System (Indoor & Outdoor) complete with LED Lighting fixtures, Lighting Panels, Lighting Poles, Switch boxes, single phase Receptacles, three phase welding Receptacles, Conduits, Portable emergency Lantern with sealed maintenance free lead acid battery, Cables, Wires, Poles, Earthing wires, etc. (Lighting fixture : Unit rate of installation of Lighting fixtures shall be applicable for the quantity supplied, complete with all the components required for installation e.g. support clamp, lamps, ballast, starter, igniter, terminal blocks, brackets, cable glands and lugs, threaded rods, anchor, clamps & connectors, Strut channels, Spring washers, Nuts, GSS H U Bolts, conduit Hanging clamps, Straight clamps, Z-Purling clamp, S-Hooks etc of required sizes.) All high bay fixtures will have vibration damper.', 'A', 'Lighting Fixtures', 'R', 'EARTHING ITEMS'] | 3 ¦ 25X3 mm GS Flat | gs flat |  | size: 25x3 mm |  | 1200 | MTRS.
['LED based Illumination System (Indoor & Outdoor) complete with LED Lighting fixtures, Lighting Panels, Lighting Poles, Switch boxes, single phase Receptacles, three phase welding Receptacles, Conduits, Portable emergency Lantern with sealed maintenance free lead acid battery, Cables, Wires, Poles, Earthing wires, etc. (Lighting fixture : Unit rate of installation of Lighting fixtures shall be applicable for the quantity supplied, complete with all the components required for installation e.g. support clamp, lamps, ballast, starter, igniter, terminal blocks, brackets, cable glands and lugs, threaded rods, anchor, clamps & connectors, Strut channels, Spring washers, Nuts, GSS H U Bolts, conduit Hanging clamps, Straight clamps, Z-Purling clamp, S-Hooks etc of required sizes.) All high bay fixtures will have vibration damper.', 'A', 'Lighting Fixtures', 'S', '1.1kV grade, stranded Aluminum or Copper conductor, XLPE insulated, armoured, overall FRLS extruded PVC sheathed cables confirming to IS 7098 Part-I.'] | 1 ¦ 3.5Cx35 Al | aluminum cable |  | core: 3.5, size: 35 | conductor: aluminum, insulation: xlpe(cross-linked polyethylene), armoured: yes, sheath: frls(fire retardant low smoke) extruded pvc, standard: indian standard 7098 part-i, voltage: 1.1kv | 1500 | MTRS.
['LED based Illumination System (Indoor & Outdoor) complete with LED Lighting fixtures, Lighting Panels, Lighting Poles, Switch boxes, single phase Receptacles, three phase welding Receptacles, Conduits, Portable emergency Lantern with sealed maintenance free lead acid battery, Cables, Wires, Poles, Earthing wires, etc. (Lighting fixture : Unit rate of installation of Lighting fixtures shall be applicable for the quantity supplied, complete with all the components required for installation e.g. support clamp, lamps, ballast, starter, igniter, terminal blocks, brackets, cable glands and lugs, threaded rods, anchor, clamps & connectors, Strut channels, Spring washers, Nuts, GSS H U Bolts, conduit Hanging clamps, Straight clamps, Z-Purling clamp, S-Hooks etc of required sizes.) All high bay fixtures will have vibration damper.', 'A', 'Lighting Fixtures', 'S', '1.1kV grade, stranded Aluminum or Copper conductor, XLPE insulated, armoured, overall FRLS extruded PVC sheathed cables confirming to IS 7098 Part-I.'] | 2 ¦ 4Cx16 Al | aluminum cable |  | core: 4, size: 16 | conductor: aluminum, insulation: xlpe(cross-linked polyethylene), armoured: yes, sheath: frls(fire retardant low smoke) extruded pvc, standard: indian standard 7098 part-i, voltage: 1.1kv | 2000 | MTRS.
['LED based Illumination System (Indoor & Outdoor) complete with LED Lighting fixtures, Lighting Panels, Lighting Poles, Switch boxes, single phase Receptacles, three phase welding Receptacles, Conduits, Portable emergency Lantern with sealed maintenance free lead acid battery, Cables, Wires, Poles, Earthing wires, etc. (Lighting fixture : Unit rate of installation of Lighting fixtures shall be applicable for the quantity supplied, complete with all the components required for installation e.g. support clamp, lamps, ballast, starter, igniter, terminal blocks, brackets, cable glands and lugs, threaded rods, anchor, clamps & connectors, Strut channels, Spring washers, Nuts, GSS H U Bolts, conduit Hanging clamps, Straight clamps, Z-Purling clamp, S-Hooks etc of required sizes.) All high bay fixtures will have vibration damper.', 'A', 'Lighting Fixtures', 'S', '1.1kV grade, stranded Aluminum or Copper conductor, XLPE insulated, armoured, overall FRLS extruded PVC sheathed cables confirming to IS 7098 Part-I.'] | 3 ¦ 2Cx4 Cu | copper cable |  | core: 2, size: 4 | conductor: copper, insulation: xlpe(cross-linked polyethylene), armoured: yes, sheath: frls(fire retardant low smoke) extruded pvc, standard: indian standard 7098 part-i, voltage: 1.1kv | 1000 | MTRS.
['LED based Illumination System (Indoor & Outdoor) complete with LED Lighting fixtures, Lighting Panels, Lighting Poles, Switch boxes, single phase Receptacles, three phase welding Receptacles, Conduits, Portable emergency Lantern with sealed maintenance free lead acid battery, Cables, Wires, Poles, Earthing wires, etc. (Lighting fixture : Unit rate of installation of Lighting fixtures shall be applicable for the quantity supplied, complete with all the components required for installation e.g. support clamp, lamps, ballast, starter, igniter, terminal blocks, brackets, cable glands and lugs, threaded rods, anchor, clamps & connectors, Strut channels, Spring washers, Nuts, GSS H U Bolts, conduit Hanging clamps, Straight clamps, Z-Purling clamp, S-Hooks etc of required sizes.) All high bay fixtures will have vibration damper.', 'A', 'Lighting Fixtures', 'S', '1.1kV grade, stranded Aluminum or Copper conductor, XLPE insulated, armoured, overall FRLS extruded PVC sheathed cables confirming to IS 7098 Part-I.'] | 4 ¦ 4Cx2.5 Cu | copper cable |  | core: 4, size: 2.5 | conductor: copper, insulation: xlpe(cross-linked polyethylene), armoured: yes, sheath: frls(fire retardant low smoke) extruded pvc, standard: indian standard 7098 part-i, voltage: 1.1kv | 15000 | MTRS.
['LED based Illumination System (Indoor & Outdoor) complete with LED Lighting fixtures, Lighting Panels, Lighting Poles, Switch boxes, single phase Receptacles, three phase welding Receptacles, Conduits, Portable emergency Lantern with sealed maintenance free lead acid battery, Cables, Wires, Poles, Earthing wires, etc. (Lighting fixture : Unit rate of installation of Lighting fixtures shall be applicable for the quantity supplied, complete with all the components required for installation e.g. support clamp, lamps, ballast, starter, igniter, terminal blocks, brackets, cable glands and lugs, threaded rods, anchor, clamps & connectors, Strut channels, Spring washers, Nuts, GSS H U Bolts, conduit Hanging clamps, Straight clamps, Z-Purling clamp, S-Hooks etc of required sizes.) All high bay fixtures will have vibration damper.', 'A', 'Lighting Fixtures', 'S', '1.1kV grade, stranded Aluminum or Copper conductor, XLPE insulated, armoured, overall FRLS extruded PVC sheathed cables confirming to IS 7098 Part-I.'] | 5 ¦ 3Cx2.5 Cu | copper cable |  | core: 3, size: 2.5 | conductor: copper, insulation: xlpe(cross-linked polyethylene), armoured: yes, sheath: frls(fire retardant low smoke) extruded pvc, standard: indian standard 7098 part-i, voltage: 1.1kv | 5000 | MTRS.
['LED based Illumination System (Indoor & Outdoor) complete with LED Lighting fixtures, Lighting Panels, Lighting Poles, Switch boxes, single phase Receptacles, three phase welding Receptacles, Conduits, Portable emergency Lantern with sealed maintenance free lead acid battery, Cables, Wires, Poles, Earthing wires, etc. (Lighting fixture : Unit rate of installation of Lighting fixtures shall be applicable for the quantity supplied, complete with all the components required for installation e.g. support clamp, lamps, ballast, starter, igniter, terminal blocks, brackets, cable glands and lugs, threaded rods, anchor, clamps & connectors, Strut channels, Spring washers, Nuts, GSS H U Bolts, conduit Hanging clamps, Straight clamps, Z-Purling clamp, S-Hooks etc of required sizes.) All high bay fixtures will have vibration damper.', 'A', 'Lighting Fixtures', 'S', '1.1kV grade, stranded Aluminum or Copper conductor, XLPE insulated, armoured, overall FRLS extruded PVC sheathed cables confirming to IS 7098 Part-I.'] | 6 ¦ 2Cx2.5 Cu | copper cable |  | core: 2, size: 2.5 | conductor: copper, insulation: xlpe(cross-linked polyethylene), armoured: yes, sheath: frls(fire retardant low smoke) extruded pvc, standard: indian standard 7098 part-i, voltage: 1.1kv | 3000 | MTRS.
['LED based Illumination System (Indoor & Outdoor) complete with LED Lighting fixtures, Lighting Panels, Lighting Poles, Switch boxes, single phase Receptacles, three phase welding Receptacles, Conduits, Portable emergency Lantern with sealed maintenance free lead acid battery, Cables, Wires, Poles, Earthing wires, etc. (Lighting fixture : Unit rate of installation of Lighting fixtures shall be applicable for the quantity supplied, complete with all the components required for installation e.g. support clamp, lamps, ballast, starter, igniter, terminal blocks, brackets, cable glands and lugs, threaded rods, anchor, clamps & connectors, Strut channels, Spring washers, Nuts, GSS H U Bolts, conduit Hanging clamps, Straight clamps, Z-Purling clamp, S-Hooks etc of required sizes.) All high bay fixtures will have vibration damper.', 'A', 'Lighting Fixtures', 'T', 'CABLE TERMINATION Including Glands, lugs, cable tags, Cable ferrules, Cable ties etc. as per cable schedule. (1 Set consisting of 1 double compression brass gland , Nos of Lugs & Material Cu/Al shall be same as number of core of cable & type of cable)'] | 1 ¦ 3.5Cx35 Al | aluminum cable termination set |  | core: 3.5, size: 35 | conductor: aluminum, includes: double compression brass gland, lugs, cable tags, cable ferrules, cable ties, material: brass, lugs material: aluminum, as per cable schedule | 400 | Set
['LED based Illumination System (Indoor & Outdoor) complete with LED Lighting fixtures, Lighting Panels, Lighting Poles, Switch boxes, single phase Receptacles, three phase welding Receptacles, Conduits, Portable emergency Lantern with sealed maintenance free lead acid battery, Cables, Wires, Poles, Earthing wires, etc. (Lighting fixture : Unit rate of installation of Lighting fixtures shall be applicable for the quantity supplied, complete with all the components required for installation e.g. support clamp, lamps, ballast, starter, igniter, terminal blocks, brackets, cable glands and lugs, threaded rods, anchor, clamps & connectors, Strut channels, Spring washers, Nuts, GSS H U Bolts, conduit Hanging clamps, Straight clamps, Z-Purling clamp, S-Hooks etc of required sizes.) All high bay fixtures will have vibration damper.', 'A', 'Lighting Fixtures', 'T', 'CABLE TERMINATION Including Glands, lugs, cable tags, Cable ferrules, Cable ties etc. as per cable schedule. (1 Set consisting of 1 double compression brass gland , Nos of Lugs & Material Cu/Al shall be same as number of core of cable & type of cable)'] | 2 ¦ 4Cx16 Al | aluminum cable termination set |  | core: 4, size: 16 | conductor: aluminum, includes: double compression brass gland, lugs, cable tags, cable ferrules, cable ties, material: brass, lugs material: aluminum, as per cable schedule | 200 | Set
['LED based Illumination System (Indoor & Outdoor) complete with LED Lighting fixtures, Lighting Panels, Lighting Poles, Switch boxes, single phase Receptacles, three phase welding Receptacles, Conduits, Portable emergency Lantern with sealed maintenance free lead acid battery, Cables, Wires, Poles, Earthing wires, etc. (Lighting fixture : Unit rate of installation of Lighting fixtures shall be applicable for the quantity supplied, complete with all the components required for installation e.g. support clamp, lamps, ballast, starter, igniter, terminal blocks, brackets, cable glands and lugs, threaded rods, anchor, clamps & connectors, Strut channels, Spring washers, Nuts, GSS H U Bolts, conduit Hanging clamps, Straight clamps, Z-Purling clamp, S-Hooks etc of required sizes.) All high bay fixtures will have vibration damper.', 'A', 'Lighting Fixtures', 'T', 'CABLE TERMINATION Including Glands, lugs, cable tags, Cable ferrules, Cable ties etc. as per cable schedule. (1 Set consisting of 1 double compression brass gland , Nos of Lugs & Material Cu/Al shall be same as number of core of cable & type of cable)'] | 3 ¦ 2Cx4 Cu | copper cable termination set |  | core: 2, size: 4 | conductor: copper, includes: double compression brass gland, lugs, cable tags, cable ferrules, cable ties, material: brass, lugs material: copper, as per cable schedule | 100 | Set
['LED based Illumination System (Indoor & Outdoor) complete with LED Lighting fixtures, Lighting Panels, Lighting Poles, Switch boxes, single phase Receptacles, three phase welding Receptacles, Conduits, Portable emergency Lantern with sealed maintenance free lead acid battery, Cables, Wires, Poles, Earthing wires, etc. (Lighting fixture : Unit rate of installation of Lighting fixtures shall be applicable for the quantity supplied, complete with all the components required for installation e.g. support clamp, lamps, ballast, starter, igniter, terminal blocks, brackets, cable glands and lugs, threaded rods, anchor, clamps & connectors, Strut channels, Spring washers, Nuts, GSS H U Bolts, conduit Hanging clamps, Straight clamps, Z-Purling clamp, S-Hooks etc of required sizes.) All high bay fixtures will have vibration damper.', 'A', 'Lighting Fixtures', 'T', 'CABLE TERMINATION Including Glands, lugs, cable tags, Cable ferrules, Cable ties etc. as per cable schedule. (1 Set consisting of 1 double compression brass gland , Nos of Lugs & Material Cu/Al shall be same as number of core of cable & type of cable)'] | 4 ¦ 4Cx2.5 Cu | copper cable termination set |  | core: 4, size: 2.5 | conductor: copper, includes: double compression brass gland, lugs, cable tags, cable ferrules, cable ties, material: brass, lugs material: copper, as per cable schedule | 1700 | Set
['LED based Illumination System (Indoor & Outdoor) complete with LED Lighting fixtures, Lighting Panels, Lighting Poles, Switch boxes, single phase Receptacles, three phase welding Receptacles, Conduits, Portable emergency Lantern with sealed maintenance free lead acid battery, Cables, Wires, Poles, Earthing wires, etc. (Lighting fixture : Unit rate of installation of Lighting fixtures shall be applicable for the quantity supplied, complete with all the components required for installation e.g. support clamp, lamps, ballast, starter, igniter, terminal blocks, brackets, cable glands and lugs, threaded rods, anchor, clamps & connectors, Strut channels, Spring washers, Nuts, GSS H U Bolts, conduit Hanging clamps, Straight clamps, Z-Purling clamp, S-Hooks etc of required sizes.) All high bay fixtures will have vibration damper.', 'A', 'Lighting Fixtures', 'T', 'CABLE TERMINATION Including Glands, lugs, cable tags, Cable ferrules, Cable ties etc. as per cable schedule. (1 Set consisting of 1 double compression brass gland , Nos of Lugs & Material Cu/Al shall be same as number of core of cable & type of cable)'] | 5 ¦ 3Cx2.5 Cu | copper cable termination set |  | core: 3, size: 2.5 | conductor: copper, includes: double compression brass gland, lugs, cable tags, cable ferrules, cable ties, material: brass, lugs material: copper, as per cable schedule | 180 | Set
['LED based Illumination System (Indoor & Outdoor) complete with LED Lighting fixtures, Lighting Panels, Lighting Poles, Switch boxes, single phase Receptacles, three phase welding Receptacles, Conduits, Portable emergency Lantern with sealed maintenance free lead acid battery, Cables, Wires, Poles, Earthing wires, etc. (Lighting fixture : Unit rate of installation of Lighting fixtures shall be applicable for the quantity supplied, complete with all the components required for installation e.g. support clamp, lamps, ballast, starter, igniter, terminal blocks, brackets, cable glands and lugs, threaded rods, anchor, clamps & connectors, Strut channels, Spring washers, Nuts, GSS H U Bolts, conduit Hanging clamps, Straight clamps, Z-Purling clamp, S-Hooks etc of required sizes.) All high bay fixtures will have vibration damper.', 'A', 'Lighting Fixtures', 'T', 'CABLE TERMINATION Including Glands, lugs, cable tags, Cable ferrules, Cable ties etc. as per cable schedule. (1 Set consisting of 1 double compression brass gland , Nos of Lugs & Material Cu/Al shall be same as number of core of cable & type of cable)'] | 6 ¦ 2Cx2.5 Cu | copper cable termination set |  | core: 2, size: 2.5 | conductor: copper, includes: double compression brass gland, lugs, cable tags, cable ferrules, cable ties, material: brass, lugs material: copper, as per cable schedule | 100 | Set
['LED based Illumination System (Indoor & Outdoor) complete with LED Lighting fixtures, Lighting Panels, Lighting Poles, Switch boxes, single phase Receptacles, three phase welding Receptacles, Conduits, Portable emergency Lantern with sealed maintenance free lead acid battery, Cables, Wires, Poles, Earthing wires, etc. (Lighting fixture : Unit rate of installation of Lighting fixtures shall be applicable for the quantity supplied, complete with all the components required for installation e.g. support clamp, lamps, ballast, starter, igniter, terminal blocks, brackets, cable glands and lugs, threaded rods, anchor, clamps & connectors, Strut channels, Spring washers, Nuts, GSS H U Bolts, conduit Hanging clamps, Straight clamps, Z-Purling clamp, S-Hooks etc of required sizes.) All high bay fixtures will have vibration damper.', 'A', 'Lighting Fixtures', 'U', 'BURRIED CABLE TRENCH'] | 1 ¦ Construction of buried cable trenches of following sizes including excavation and back filling , river sand bedding, spreading of brick etc . 600x750x8000mm | buried cable trench construction |  | size: 600x750x8000 mm | includes: excavation, back filling, river sand bedding, spreading of brick | - | cubic meter
['LED based Illumination System (Indoor & Outdoor) complete with LED Lighting fixtures, Lighting Panels, Lighting Poles, Switch boxes, single phase Receptacles, three phase welding Receptacles, Conduits, Portable emergency Lantern with sealed maintenance free lead acid battery, Cables, Wires, Poles, Earthing wires, etc. (Lighting fixture : Unit rate of installation of Lighting fixtures shall be applicable for the quantity supplied, complete with all the components required for installation e.g. support clamp, lamps, ballast, starter, igniter, terminal blocks, brackets, cable glands and lugs, threaded rods, anchor, clamps & connectors, Strut channels, Spring washers, Nuts, GSS H U Bolts, conduit Hanging clamps, Straight clamps, Z-Purling clamp, S-Hooks etc of required sizes.) All high bay fixtures will have vibration damper.', 'A', 'Lighting Fixtures', 'V', 'Accessories for (Saddel, PvC Grip, Screw ETC) Saddling Cable & Conduit'] | 1 ¦ Accessories for (Saddel, PvC Grip, Screw ETC) Saddling Cable & Conduit | cable and conduit accessories |  |  | includes: saddle, pvc grip, screw, for saddling cable and conduit | 1 | Lot
['LED based Illumination System (Indoor & Outdoor) complete with LED Lighting fixtures, Lighting Panels, Lighting Poles, Switch boxes, single phase Receptacles, three phase welding Receptacles, Conduits, Portable emergency Lantern with sealed maintenance free lead acid battery, Cables, Wires, Poles, Earthing wires, etc. (Lighting fixture : Unit rate of installation of Lighting fixtures shall be applicable for the quantity supplied, complete with all the components required for installation e.g. support clamp, lamps, ballast, starter, igniter, terminal blocks, brackets, cable glands and lugs, threaded rods, anchor, clamps & connectors, Strut channels, Spring washers, Nuts, GSS H U Bolts, conduit Hanging clamps, Straight clamps, Z-Purling clamp, S-Hooks etc of required sizes.) All high bay fixtures will have vibration damper.', 'A', 'Lighting Fixtures', 'W', 'Ladder'] | 1 ¦ Free standing shall be aluminium ladder, adjustable from 5M to 10M | aluminium ladder |  | adjustable height: 5m to 10m | type: free standing | 4 | Nos
['LED based Illumination System (Indoor & Outdoor) complete with LED Lighting fixtures, Lighting Panels, Lighting Poles, Switch boxes, single phase Receptacles, three phase welding Receptacles, Conduits, Portable emergency Lantern with sealed maintenance free lead acid battery, Cables, Wires, Poles, Earthing wires, etc. (Lighting fixture : Unit rate of installation of Lighting fixtures shall be applicable for the quantity supplied, complete with all the components required for installation e.g. support clamp, lamps, ballast, starter, igniter, terminal blocks, brackets, cable glands and lugs, threaded rods, anchor, clamps & connectors, Strut channels, Spring washers, Nuts, GSS H U Bolts, conduit Hanging clamps, Straight clamps, Z-Purling clamp, S-Hooks etc of required sizes.) All high bay fixtures will have vibration damper.', 'A', 'Lighting Fixtures', 'W', 'Ladder'] | 2 ¦ wheel mounted adjustable aluminium ladder shall be 10M high aluminium ladder. | aluminium ladder |  | height: 10m | type: wheel mounted, adjustable | 4 | Nos